## VDI registras -talpos
2026 metų talpyklų techninės būklės tikrinimų ir valymų planas
| Paruošta: | 2025-11-20
Eil. Nr. | Registro NR. (senas) | Registro NR. (naujas) | Technologinis Nr. | Aprašymas | Tipas | Nominalus tūris (m3) | Turis pagal pasą (m3) | Projektinis slėgis (mbar) | Eksploatacijos pradžia | Paskutinė vidaus ir išorės apžiūra (VA) | Periodiškumas VA (metais) pagal teises aktus | Kita vidaus ir išorės apžiūra (VA) | Kita veikiančios talpyklos apžiūra (VTA) | Metrologinė patikra (MT) galioja iki | Paskutinė veikiančios talpyklos apžiūra (VTA) | Kita veikiančios talpyklos apžiūra (VTA) | Periodiškumas VTA (metais) pagal teises aktus | 2026.01 | 2026.02 | 2026.03 | 2026.04 | 2026.05 | 2026.06 | 2026.07 | 2026.08 | 2026.09 | 2026.10 | 2026.11 | 2026.12
1 | TA-01-00245 | TA-01-00734 | T-01-1301 | TNP talpykla | Talpykla | 20000 | 17609.009 | -6 / 25 | 1997 | 2024.10 | 10 | 2034.10 | 2028.03 | 2029-10-02 | 2023.03 | 2028.03 | 5 | 2026.04: VAL
2 | TA-01-00246 | TA-01-00735 | T-01-1302 | TNP talpykla | Talpykla | 20000 | 17658.944 | -6 / 25 | 1997 | 2018.10 | 10 | 2025.12 | 2027.02 | 2024-12-10 | 2022.02 | 2027.02 | 5
3 | TA-01-00247 | TA-01-00736 | T-01-1303 | TNP talpykla | Talpykla | 20000 | 17632.288 | -6 / 25 | 1997 | 2024.05 | 10 | 2034.05 | 2027.12 | 2029-04-28 | 2022.12 | 2027.12 | 5
4 | TA-01-00248 | TA-01-00737 | T-01-1304 | TNP talpykla | Talpykla | 20000 | 17552.382 | -6 / 25 | 1997 | 2024.12 | 10 | 2034.12 | 2027.12 | 2029-12-08 | 2022.12 | 2027.12 | 5
5 | TA-01-00249 | TA-01-00738 | T-01-1305 | TNP talpykla | Talpykla | 20000 | 17622.747 | -6 / 25 | 1997 | 2025.05 | 10 | 2035.05 | 2026.11 | 2029-08-01 | 2021.11 | 2026.11 | 5 | 2026.03: VAL; 2026.11: VTA
6 | TA-01-00250 | TA-01-00739 | T-01-1306 | TNP talpykla | Talpykla | 20000 | 17719.544 | -6 / 25 | 1997 | 2024.11 | 10 | 2034.11 | 2026.11 | 2029-12-22 | 2021.11 | 2026.11 | 5 | 2026.03: VAL; 2026.11: VTA
7 | TA-01-00449 | TA-01-01056 | T-03-2101 | TNP talpykla | Talpykla | 20000 | 17650.731 | -6 / 25 | 1998 | 2023.03 | 10 | 2028.04 | 2027.02 | 2028-03-07 | 2022.02 | 2027.02 | 5
8 | TA-01-00450 | TA-01-01057 | T-03-2102 | TNP talpykla | Talpykla | 20000 | 17622.6 | -6 / 25 | 1998 | 2023.03 | 10 | 2028.03 | 2027.02 | 2028-03-22 | 2022.02 | 2027.02 | 5
9 | TA-01-00465 | TA-01-01072 | T-06-5111 | Dyzelinio kuro talpykla | Talpykla | 800 | 756 | -6 / 25 | 1999 | 2022.12 | 10 | 2032.12 | 2026.08 | Netaikoma | 2021.08 | 2026.08 | 5 | 2026.08: VTA
10 | TA-01-00459 | TA-01-01066 | T-07-1401 | TNP talpykla | Talpykla | 20000 | 19085 | -6 / 25 | 1998 | 2023.06 | 10 | 2033.06 | 2027.02 | 2027-08-08 | 2022.02 | 2027.02 | 5
11 | TA-01-00460 | TA-01-01067 | T-07-1402 | TNP talpykla | Talpykla | 20000 | 19085 | -6 / 25 | 1998 | 2022.04 | 10 | 2027.04 | 2026.11 | 2027-05-17 | 2021.11 | 2026.11 | 5 | 2026.11: VTA
12 | TA-01-00461 | TA-01-01068 | T-07-1403 | TNP talpykla | Talpykla | 20000 | 19085 | -6 / 25 | 1998 | 2024.11 | 10 | 2034.11 | 2030.06 | 2029-03-11 | 2025.06 | 2030.06 | 5
13 | TA-01-00462 | TA-01-01069 | T-07-1404 | TNP talpykla | Talpykla | 20000 | 19085 | -6 / 25 | 1998 | 2024.01 | 10 | 2029.01 | 2027.04 | 2028-11-26 | 2022.04 | 2027.04 | 5 | 2026.03: VAL
14 | TA-01-00463 | TA-01-01070 | T-08-7105A | TNP talpykla | Talpykla | 100 | 104 | -6 / 25 | 1997 | 2024.03 | 10 | 2034.03 | 2027.11 | Netaikoma | 2022.11 | 2027.11 | 5
15 | TA-01-00464 | TA-01-01071 | T-08-7105B | TNP talpykla | Talpykla | 100 | 104 | -6 / 25 | 1997 | 2022.04 | 10 | 2027.04 | 2027.11 | Netaikoma | 2022.11 | 2027.11 | 5
16 | TA-01-02063 | TA-01-03661 | T-08-7111 | TNP talpykla | Talpykla | 4200 | 4200 | -6 / 25 | 2018 | 2021.07 | 10 | 2031.07 | 2026.11 | 2031-07-30 | 2021.11 | 2026.11 | 5 | 2026.11: VTA; 2026.12: VAL
17 | TA-01-02064 | TA-01-03662 | T-08-7112 | TNP talpykla | Talpykla | 4200 | 4200 | -6 / 25 | 2018 | 2021.07 | 10 | 2031.07 | 2026.11 | 2031-07-30 | 2021.11 | 2026.11 | 5 | 2026.11: VTA
18 | TA-01-00693 | TA-01-01350 | T-27-2701 | TNP talpykla | Talpykla | 5000 | 4791 | -6 / 25 | 1959 | 2024.07 | 10 | 2026.07 | 2028.10 | 2029-07-22 | 2023.10 | 2028.10 | 5 | 2026.07: VA/MT
19 | TA-01-00694 | TA-01-01351 | T-27-2702 | TNP talpykla | Talpykla | 5000 | 4786 | -6 / 25 | 1959 | 2022.08 | 10 | 2026.01 | 2026.06 | 2028-03-30 | 2024.06 | 2026.06 | 5 | 2026.01: VTA; 2026.07: VA/MT
20 | TA-01-00695 | TA-01-01352 | T-27-2703 | TNP talpykla | Talpykla | 5000 | 4799.275 | -6 / 25 | 1959 | 2024.03 | 10 | 2026.03 | 2026.11 | 2029-03-04 | 2024.12 | 2025.12 | 5 | 2026.03: VA/MT; 2026.11: VTA
21 | TA-01-00696 | TA-01-01353 | T-27-2704 | TNP talpykla | Talpykla | 5000 | 4799.275 | -6 / 25 | 1959 | 2024.11 | 10 | 2026.11 | 2028.05 | 2028-04-20 | 2022.08 | 2025.11 | 5 | 2026.11: VA/MT
22 | TA-01-01017 | TA-01-01804 | T-27-5101 | TNP talpykla | Talpykla | 33000 | 33250 | -6 / 25 | 2006 | 2024.03 | 10 | 2034.03 | 2029.04 | 2034-03-11 | 2024.04 | 2029.04 | 5
23 | TA-01-01018 | TA-01-01805 | T-27-5102 | TNP talpykla | Talpykla | 33000 | 33250 | -6 / 25 | 2006 | 2023.08 | 10 | 2033.08 | 2028.09 | 2033-08-10 | 2023.09 | 2028.09 | 5
24 | TA-01-01967 | TA-01-03289 | T-27-5103 | TNP talpykla | Talpykla | 33000 | 32250 | -6 / 25 | 2014 | 2025.06 | 10 | 2035.06 | 2027.11 | 2034-07-11 | 2022.11 | 2027.11 | 5 | 2026.01: VAL
25 | TA-01-01966 | TA-01-03288 | T-27-5104 | TNP talpykla | Talpykla | 33000 | 32250 | -6 / 25 | 2014 | 2023.09 | 10 | 2033.09 | 2027.11 | 2033-09-14 | 2022.11 | 2027.11 | 5
26 | TA-01-00701 | TA-01-01358 | T-34-7101 | Buferinė talpykla | Talpykla | 10000 | 10000 | -6 / 25 | 1985 | 2024.11 | 10 | 2034.11 | 2028.10 | 2029-10-24 | 2023.10 | 2028.10 | 5
27 | TA-01-00702 | TA-01-01359 | T-34-7102 | Buferinė talpykla | Talpykla | 10000 | 10000 | -6 / 25 | 1985 | 2024.04 | 10 | 2034.04 | 2026.10 | 2029-03-27 | 2021.10 | 2026.10 | 5 | 2026.04: VAL; 2026.10: VTA
28 | TA-01-00703 | TA-01-01360 | T-34-7103 | Buferinė talpykla | Talpykla | 10000 | 10000 | -6 / 25 | 1985 | 2023.11 | 10 | 2033.11 | 2026.10 | 2028-11-13 | 2021.10 | 2026.10 | 5 | 2026.10: VTA; 2026.11: VAL
29 | TA-01-00451 | TA-01-01058 | T-60-4101 | ŠNP talpykla | Talpykla | 10000 | 10815 | -6 / 25 | 1998 | 2022.11 | 10 | 2027.11 | 2026.04 | 2027-11-02 | 2021.04 | 2026.04 | 5 | 2026.04: VTA
30 | TA-01-00452 | TA-01-01059 | T-60-4102 | ŠNP talpykla | Talpykla | 10000 | 10815 | -6 / 25 | 1998 | 2023.05 | 10 | 2033.05 | 2026.10 | 2027-07-27 | 2021.10 | 2026.10 | 5 | 2026.10: VTA
31 | TA-01-00453 | TA-01-01060 | T-60-4111 | ŠNP talpykla | Talpykla | 10000 | 10815 | -6 / 25 | 1998 | 2021.05 | 10 | 2026.05 | 2026.10 | 2026-05-30 | 2021.10 | 2026.10 | 5 | 2026.04: VA/MT; 2026.10: VTA
32 | TA-01-00454 | TA-01-01061 | T-60-4112 | ŠNP talpykla | Talpykla | 10000 | 10815 | -6 / 25 | 1998 | 2021.05 | 10 | 2026.05 | 2026.10 | 2026-05-26 | 2021.10 | 2026.10 | 5 | 2026.05: VA/MT; 2026.10: VTA
33 | TA-01-00455 | TA-01-01062 | T-61-4103 | ŠNP talpykla | Talpykla | 5000 | 5940 | -6 / 25 | 1998 | 2025.02 | 10 | 2035.02 | 2027.12 | 2030-02-19 | 2022.12 | 2027.12 | 5
34 | TA-01-00456 | TA-01-01063 | T-61-4104 | ŠNP talpykla | Talpykla | 5000 | 5940 | -6 / 25 | 1999 | 2022.10 | 10 | 2027.10 | 2027.12 | 2027-10-09 | 2022.12 | 2027.12 | 5
35 | TA-01-00457 | TA-01-01064 | T-61-4105 | ŠNP talpykla | Talpykla | 5000 | 5940 | -6 / 25 | 1999 | 2025.03 | 10 | 2035.03 | 2027.12 | 2030-03-20 | 2022.12 | 2027.12 | 5
36 | TA-01-00458 | TA-01-01065 | T-61-4106 | ŠNP talpykla | Talpykla | 5000 | 5940 | -6 / 25 | 1999 | 2020.06 | 10 | 2025.11 | 2027.12 | 2027-03-01 | 2022.12 | 2027.12 | 5
37 | TA-01-01760 | TA-01-02759 | T-61-4107 | ŠNP talpykla | Talpykla | 100 | 100 | -6 / 25 | 2010 | 2024.02 | 10 | 2034.02 | 2027.07 | 2034-01-21 | 2022.07 | 2027.07 | 5
38 | TA-01-01761 | TA-01-02760 | T-61-4108 | ŠNP talpykla | Talpykla | 100 | 100 | -6 / 25 | 2010 | 2024.12 | 10 | 2034.12 | 2027.07 | 2034-12-08 | 2022.07 | 2027.07 | 5
39 | TA-01-02047 | TA-01-03604 | T-61-4109 | ŠNP talpykla | Talpykla | 300 | 300 | -6 / 25 | 2016 | 2021.12 | 10 | 2031.12 | 2026.12 | 2031-12-26 | 2021.12 | 2026.12 | 5 | 2026.12: VTA
40 | TA-01-02048 | TA-01-03605 | T-61-4110 | ŠNP talpykla | Talpykla | 400 | 400 | -6 / 25 | 2016 | 2021.12 | 10 | 2031.12 | 2026.12 | 2031-12-08 | 2021.12 | 2026.12 | 5 | 2026.11: VAL; 2026.12: VTA
41 | TA-01-02079 | TA-01-03684 | T-73-6101 | ŠNP talpykla | Talpykla | 5000 | 5000 | -6 / 25 | 2018 | 2022.07 | 10 | 2032.07 | 2026.02 | 2032-07-27 | 2021.02 | 2026.02 | 5 | 2026.02: VTA; 2026.07: VAL
42 | TA-01-02080 | TA-01-03685 | T-73-6102 | ŠNP talpykla | Talpykla | 5000 | 5000 | -6 / 25 | 2018 | 2022.07 | 10 | 2032.07 | 2026.02 | 2032-08-08 | 2021.02 | 2026.02 | 5 | 2026.02: VTA
43 | TA-01-02081 | TA-01-03686 | T-73-6103 | ŠNP talpykla | Talpykla | 5000 | 5000 | -6 / 25 | 2018 | 2022.07 | 10 | 2032.07 | 2026.02 | 2032-09-12 | 2021.02 | 2026.02 | 5 | 2026.02: VTA
44 | TA-01-02082 | TA-01-03687 | T-73-6104 | ŠNP talpykla | Talpykla | 1400 | 1400 | -6 / 25 | 2018 | 2022.07 | 10 | 2032.07 | 2026.02 | 2032-09-04 | 2021.02 | 2026.02 | 5 | 2026.02: VTA
45 | TA-01-02083 | TA-01-03688 | T-73-6105 | ŠNP talpykla | Talpykla | 1400 | 1400 | -6 / 25 | 2018 | 2022.08 | 10 | 2032.08 | 2026.02 | 2032-09-04 | 2021.02 | 2026.02 | 5 | 2026.02: VTA
46 | TA-01-02084 | TA-01-03689 | T-73-6106 | ŠNP talpykla | Talpykla | 1400 | 1400 | -6 / 25 | 2018 | 2022.08 | 10 | 2032.08 | 2026.02 | 2032-09-04 | 2021.02 | 2026.02 | 5 | 2026.02: VTA
47 | TA-01-02085 | TA-01-03690 | T-73-6107 | ŠNP talpykla | Talpykla | 1400 | 1400 | -6 / 25 | 2018 | 2022.08 | 10 | 2032.08 | 2026.02 | 2032-09-04 | 2021.02 | 2026.02 | 5 | 2026.02: VTA
48 | TA-01-02155 | TA-01-03906 | T-91-9101 | ŠNP talpykla | Talpykla | 20000 | 20000 | -6 / 25 | 2019 | 2024.03 | 10 | 2034.03 | 2027.07 | 2034-03-19 | 2022.07 | 2027.07 | 5
49 | TA-01-02156 | TA-01-03907 | T-91-9102 | ŠNP talpykla | Talpykla | 20000 | 20000 | -6 / 25 | 2019 | 2024.02 | 10 | 2034.02 | 2027.07 | 2034-02-19 | 2022.07 | 2027.07 | 5
50 | TA-01-02157 | TA-01-03908 | T-91-9103 | ŠNP talpykla | Talpykla | 20000 | 20000 | -6 / 25 | 2019 | 2024.03 | 10 | 2034.03 | 2027.07 | 2034-03-04 | 2022.07 | 2027.07 | 5
51 | TA-01-02158 | TA-01-03909 | T-91-9104 | ŠNP talpykla | Talpykla | 20000 | 20000 | -6 / 25 | 2019 | 2024.04 | 10 | 2034.04 | 2027.07 | 2034-04-04 | 2022.07 | 2027.07 | 5
52 | TA-01-02159 | TA-01-03910 | T-92-9211 | ŠNP talpykla | Talpykla | 10000 | 10000 | -6 / 25 | 2019 | 2023.10 | 10 | 2033.10 | 2027.08 | 2033-10-26 | 2022.08 | 2027.08 | 5
53 | TA-01-02160 | TA-01-03911 | T-92-9212 | ŠNP talpykla | Talpykla | 10000 | 10000 | -6 / 25 | 2019 | 2024.02 | 10 | 2034.02 | 2027.08 | 2034-02-25 | 2022.08 | 2027.08 | 5
54 | TA-01-02161 | TA-01-03912 | T-92-9213 | ŠNP talpykla | Talpykla | 5000 | 5000 | -6 / 25 | 2019 | 2024.02 | 10 | 2034.02 | 2027.08 | 2034-02-01 | 2022.08 | 2027.08 | 5
55 | TA-01-02162 | TA-01-03913 | T-92-9214 | ŠNP talpykla | Talpykla | 5000 | 5000 | -6 / 25 | 2019 | 2024.05 | 10 | 2034.05 | 2027.08 | 2034-04-28 | 2022.08 | 2027.08 | 5
56 | TA-01-02163 | TA-01-03914 | T-92-9215 | ŠNP talpykla | Talpykla | 5000 | 5000 | -6 / 25 | 2019 | 2024.04 | 10 | 2034.04 | 2027.08 | 2034-04-10 | 2022.08 | 2027.08 | 5
57 | TA-01-02164 | TA-01-03915 | T-92-9216 | ŠNP talpykla | Talpykla | 5000 | 5000 | -6 / 25 | 2019 | 2024.04 | 10 | 2034.04 | 2027.08 | 2034-04-21 | 2022.08 | 2027.08 | 5
Trumpinimų reikšmės:
VAL - valymas
VA - vidaus ir išorės apžiūra
VTA - veikiančios talpyklos apžiūra
MT - metrologinė patikra

## VDI registras -slėginiai indai
2026 metų slėginių indų techninės būklės tikrinimų planas
| Paruošta: | 2025-11-20
Eil. Nr. | Registro NR. (senas) | Registro NR. (naujas) | Technologinis Nr. | Aprašymas | Tipas | Turis (m3) | Projektinis slėgis (bar) | Produktas | Eksploatacijos pradžia | Paskutinis slėginio indo vidaus ir išorės patikrinimas (VA) | Kitas slėginio indo vidaus ir išorės patikrinimas (VA) | Periodiškumas VA (metais) pagal teises aktus | Paskutinis veikiančio slėginio indo patikrinimas (VIP) | Kitas veikiančio slėginio indo patikrinimas (VIP) | Periodiškumas VIP (metais) pagal teises aktus | 2026.01 | 2026.02 | 2026.03 | 2026.04 | 2026.05 | 2026.06 | 2026.07 | 2026.08 | 2026.09 | 2026.10 | 2026.11 | 2026.12 | Pastabos
1 | SI-01-03963 | SI-01-05794 | FGS-1 | Dujų filtras | Slėginis indas | 0.21 | 16 | Gamtinės dujos | 1997 | 2021.10 | 2026.10 | 4 | 2024.01 | 2026.01 | 2 | 2026.01: VIP; 2026.10: VA
2 | SI-01-03964 | SI-01-05795 | FGS-2 | Dujų filtras | Slėginis indas | 0.21 | 16 | Gamtinės dujos | 1997 | 2021.10 | 2026.10 | 4 | 2024.01 | 2026.01 | 2 | 2026.01: VIP; 2026.10: VA
3 | SI-02-01865 | SI-02-05793 | V-06-5102 | Dearatorius | Slėginis indas | 25 | 6.84 | Vanduo | 1997 | 2017.10 | 2026.10 | 4 | 2024.01 | 2026.01 | 2 | 2026.01: VIP; 2026.10: VA
4 | SI-01-03928 | SI-01-05757 | V-04-1101 | Buferinis indas | Slėginis indas | 53.5 | 3.7 | Mazutas | 1998 | 2022.03 | 2026.03 | 4 | 2024.03 | 2026.03 | 2 | 2026.03: VIP
5 | SI-01-03961 | SI-01-05790 | E-04-1105 | Šilumokaitis | Slėginis indas | 3,22 / 2,74 | 17,00 / 13,00 | Mazutas/Garas | 1999 | 2022.04 | 2026.04 | 4 | 2023.11 | 2027.11 | 2 | bar: 2026.04
6 | SI-01-03962 | SI-01-05791 | E-04-1106 | Šilumokaitis | Slėginis indas | 3,22 / 2,74 | 17,00 / 13,00 | Mazutas/Garas | 1999 | 2022.04 | 2026.04 | 4 | 2023.11 | 2027.11 | 2 | bar: 2026.04
7 | SI-01-03931 | SI-01-05760 | E-04-1101 | Šilumokaitis | Slėginis indas | 3,22 / 2,74 | 17,00 / 13,00 | Mazutas/Garas | 1998 | 2022.04 | 2026.04 | 4 | 2023.12 | 2027.11 | 2 | 2026.04: VIP
8 | SI-01-16622 | SI-01-16622 | V-54-001 | Tarpinė talpa | Slėginis indas | 10 | -0,5 / 5 | Šviesieji naftos produktai | 2021 | 2021.03 | 2026.04 | 4 | 2024.04 | 2026.04 | 2 | 2026.04: VA/VIP
9 | SI-01-03930 | SI-01-05759 | V-04-1102 | Buferinis indas | Slėginis indas | 53.5 | 3.7 | Mazutas | 1999 | 2022.04 | 2026.04 | 4 | 2025.05 | 2027.05 | 2 | bar: 2026.04
10 | SI-01-10396 | SI-01-14194 | MLA-01 | Dujų iškrovimo įrenginys | Slėginis indas | 3.6 | 64 | Gamtinės dujos | 2014 | 2022.07 | 2026.07 | 4 | 2024.09 | 2026.09 | 2 | 2026.07: VIP; 2026.10: VA
11 | SI-01-10383 | SI-01-14178 | F-31201/1 | Paleidimo kamera | Slėginis indas | 3.52 | 60 | Gamtinės dujos | 2014 | 2022.09 | 2026.09 | 4 | 2024.09 | 2026.09 | 2 | 2026.09: VIP; 2026.10: VA
12 | SI-01-10384 | SI-01-14179 | F-31201/2 | Priėmimo kamera | Slėginis indas | 3.52 | 60 | Gamtinės dujos | 2014 | 2022.09 | 2026.09 | 4 | 2024.09 | 2026.09 | 2 | 2026.09: VIP; 2026.10: VA
13 | SI-01-10385 | SI-01-14180 | F-01 | Filtras - separatorius | Slėginis indas | 4.7 | 60 | Gamtinės dujos | 2014 | 2022.09 | 2026.09 | 4 | 2024.09 | 2026.09 | 2 | 2026.09: VIP; 2026.10: VA
14 | SI-01-10386 | SI-01-14181 | F-02 | Filtras - separatorius | Slėginis indas | 4.7 | 60 | Gamtinės dujos | 2014 | 2022.09 | 2026.09 | 4 | 2024.09 | 2026.09 | 2 | 2026.09: VIP; 2026.10: VA
15 | SI-01-10397 | SI-01-14195 | MLA-02 | Dujų iškrovimo įrenginys | Slėginis indas | 3.6 | 64 | Gamtinės dujos | 2014 | 2024.09 | 2028.09 | 4 | 2024.09 | 2026.09 | 2 | 2026.09: VIP; 2026.10: VA
16 | SI-01-10413 | SI-01-14213 | APS-25-2 | Nuorintojas | Slėginis indas | 0.168 | 16 | Šviesieji naftos produktai | 2014 | 2022.09 | 2026.09 | 4 | 2024.09 | 2026.09 | 2 | 2026.09: VA/VIP
17 | SI-01-11074 | SI-01-15083 | 77-H-01 | SGD talpykla (agregatas) | Slėginis indas | 1003 | 8,00 / -1,00 | Suskystintos gamtinės dujos | 2017 | - | 2027.02 | Neatliekama | 2024.10 | 2026.10 | 2 | 2026.10: VIP
18 | SI-01-11075 | SI-01-15084 | 77-H-02 | SGD talpykla (agregatas) | Slėginis indas | 1003 | 8,00 / -1,00 | Suskystintos gamtinės dujos | 2017 | - | 2027.02 | Neatliekama | 2024.10 | 2026.10 | 2 | 2026.10: VIP
19 | SI-01-11076 | SI-01-15085 | 77-H-03 | SGD talpykla (agregatas) | Slėginis indas | 1003 | 8,00 / -1,00 | Suskystintos gamtinės dujos | 2017 | - | 2027.02 | Neatliekama | 2024.10 | 2026.10 | 2 | 2026.10: VIP
20 | SI-01-11077 | SI-01-15086 | 77-H-04 | SGD talpykla (agregatas) | Slėginis indas | 1003 | 8,00 / -1,00 | Suskystintos gamtinės dujos | 2017 | - | 2027.02 | Neatliekama | 2024.10 | 2026.10 | 2 | 2026.10: VIP
21 | SI-01-11078 | SI-01-15087 | 77-H-05 | SGD talpykla (agregatas) | Slėginis indas | 1003 | 8,00 / -1,00 | Suskystintos gamtinės dujos | 2017 | - | 2027.02 | Neatliekama | 2024.10 | 2026.10 | 2 | 2026.10: VIP
22 | SI-01-10953 | SI-01-14903 | 18RH-171289 | Nuorintojas | Slėginis indas | 0.168 | 16 | Šviesieji naftos produktai | 2017 | 2023.06 | 2027.06 | 4 | 2024.12 | 2026.12 | 2 | 2026.12: VIP
23 | SI-01-10956 | SI-01-14906 | 18RH-171290 | Nuorintojas | Slėginis indas | 0.168 | 16 | Šviesieji naftos produktai | 2017 | 2023.06 | 2027.06 | 4 | 2024.12 | 2026.12 | 2 | 2026.12: VIP
24 | SI-01-10795 | SI-01-14703 | E-04-1107 C/S | Šilumokaitis | Slėginis indas | 1,30 / 3,70 | 1 | Mazutas/Garas | 2016 | 2024.06 | 2028.06 | 4 | 2024.11 | 2026.11 | 2 | 2026.11: VIP
25 | SI-01-10955 | SI-01-14905 | 18SH-171690 | Nuorintojas | Slėginis indas | 0.168 | 16 | Šviesieji naftos produktai | 2017 | 2024.06 | 2028.06 | 4 | 2024.12 | 2026.12 | 2 | 2026.12: VIP
26 | SI-01-03958 | SI-01-05787 | E-04-1102 | Šilumokaitis | Slėginis indas | 3,22 / 2,74 | 17,00 / 13,00 | Mazutas/Garas | 1998 | 2025.07 | 2028.07 | 4 | 2024.03 | 2026.03 | 2 | 2026.03: VIP
27 | SI-01-10954 | SI-01-14904 | 18SH-171691 | Nuorintojas | Slėginis indas | 0.168 | 16 | Šviesieji naftos produktai | 2017 | 2024.07 | 2028.07 | 4 | 2024.12 | 2026.12 | 2 | 2026.12: VIP
28 | SI-01-03960 | SI-01-05789 | E-04-1104 | Šilumokaitis | Slėginis indas | 3,22 / 2,74 | 17,00 / 13,00 | Mazutas/Garas | 1999 | 2025.07 | 2028.07 | 4 | 2025.05 | 2027.05 | 2
29 | SI-01-11086 | SI-01-15095 | PS-77-S30 | Siurblio indas | Slėginis indas | 0.222 | 25 | Suskystintos gamtinės dujos | 2017 | 2024.12 | 2028.12 | Neatliekama | 2024.10 | 2026.10 | 2 | 2026.10: VIP
30 | SI-01-11087 | SI-01-15096 | PS-77-S31 | Siurblio indas | Slėginis indas | 0.222 | 25 | Suskystintos gamtinės dujos | 2017 | 2024.12 | 2028.12 | Neatliekama | 2024.10 | 2026.10 | 2 | 2026.10: VIP
31 | SI-01-11088 | SI-01-15097 | PS-77-S32 | Siurblio indas | Slėginis indas | 0.222 | 25 | Suskystintos gamtinės dujos | 2017 | 2024.12 | 2028.12 | Neatliekama | 2024.10 | 2026.10 | 2 | 2026.10: VIP
32 | SI-01-11089 | SI-01-15098 | PS-77-S33 | Siurblio indas | Slėginis indas | 0.222 | 25 | Suskystintos gamtinės dujos | 2017 | 2024.12 | 2028.12 | Neatliekama | 2024.10 | 2026.10 | 2 | 2026.10: VIP
33 | SI-01-03959 | SI-01-05788 | E-04-1103 | Šilumokaitis | Slėginis indas | 3,22 / 2,74 | 17,00 / 13,00 | Mazutas/Garas | 1998 | 2025.05 | 2029.05 | 4 | 2024.03 | 2026.03 | 2 | 2026.03: VIP
34 | SI-01-08912 | SI-01-12267 | APS-63-02 | Nuorintojas | Slėginis indas | 0.168 | 16 | Šviesieji naftos produktai | 2010 | 2025.09 | 2029.09 | 4 | 2024.02 | 2026.02 | 2 | 2026.02: VIP
35 | SI-01-08913 | SI-01-12268 | APS-63-06 | Nuorintojas | Slėginis indas | 0.168 | 16 | Šviesieji naftos produktai | 2010 | 2025.09 | 2029.09 | 4 | 2024.02 | 2026.02 | 2 | 2026.02: VIP
36 | SI-01-08914 | SI-01-12269 | APS-63-10 | Nuorintojas | Slėginis indas | 0.168 | 16 | Šviesieji naftos produktai | 2010 | 2025.09 | 2029.09 | 4 | 2024.02 | 2026.02 | 2 | 2026.02: VIP
37 | SI-02-01864 | SI-02-05792 | Z-44-8101 | Resiveris | Slėginis indas | 15 | 11 | Oras | 1997 | 2022.04 | 2030.04 | 8 | 2023.11 | 2027.11 | 2
Trumpinimų reikšmės:
VA - slėginio indo vidaus ir išorės patikrinimas
VIP - veikiančio slėginio indo patikrinimas
Note on G3: [Threaded comment] Your version of Excel allows you to read this threaded comment; however, any edits to it will get removed if the file is opened in a newer version of Excel. Learn more: https://go.microsoft.com/fwlink/?linkid=870924 Comment: Kablelio “,” reikšmė atskirti tūkstantasias dalis skaičiaus dalis, o ne tūkstančius.
Note on G8: [Threaded comment] Your version of Excel allows you to read this threaded comment; however, any edits to it will get removed if the file is opened in a newer version of Excel. Learn more: https://go.microsoft.com/fwlink/?linkid=870924 Comment: Vamzdelių/Korpuso
Note on H8: [Threaded comment] Your version of Excel allows you to read this threaded comment; however, any edits to it will get removed if the file is opened in a newer version of Excel. Learn more: https://go.microsoft.com/fwlink/?linkid=870924 Comment: Vamzdeliuose/Tarpvamzdinėje artmėje
Note on G9: [Threaded comment] Your version of Excel allows you to read this threaded comment; however, any edits to it will get removed if the file is opened in a newer version of Excel. Learn more: https://go.microsoft.com/fwlink/?linkid=870924 Comment: Vamzdelių/Korpuso
Note on H9: [Threaded comment] Your version of Excel allows you to read this threaded comment; however, any edits to it will get removed if the file is opened in a newer version of Excel. Learn more: https://go.microsoft.com/fwlink/?linkid=870924 Comment: Vamzdeliuose/Tarpvamzdinėje artmėje
Note on G10: [Threaded comment] Your version of Excel allows you to read this threaded comment; however, any edits to it will get removed if the file is opened in a newer version of Excel. Learn more: https://go.microsoft.com/fwlink/?linkid=870924 Comment: Vamzdelių/Korpuso
Note on H10: [Threaded comment] Your version of Excel allows you to read this threaded comment; however, any edits to it will get removed if the file is opened in a newer version of Excel. Learn more: https://go.microsoft.com/fwlink/?linkid=870924 Comment: Vamzdeliuose/Tarpvamzdinėje artmėje
Note on H20: [Threaded comment] Your version of Excel allows you to read this threaded comment; however, any edits to it will get removed if the file is opened in a newer version of Excel. Learn more: https://go.microsoft.com/fwlink/?linkid=870924 Comment: LNG/Vakuumo
Note on M20: [Threaded comment] Your version of Excel allows you to read this threaded comment; however, any edits to it will get removed if the file is opened in a newer version of Excel. Learn more: https://go.microsoft.com/fwlink/?linkid=870924 Comment: Jei kriogeniniai, tai pagal taisyklių 48 punktą neatliekama VA
Note on P20: [Threaded comment] Your version of Excel allows you to read this threaded comment; however, any edits to it will get removed if the file is opened in a newer version of Excel. Learn more: https://go.microsoft.com/fwlink/?linkid=870924 Comment: Jei kriogeninis, tai pagal taisyklių 48 punktą VIP atliekamas kas 60 mėn.
Note on H21: [Threaded comment] Your version of Excel allows you to read this threaded comment; however, any edits to it will get removed if the file is opened in a newer version of Excel. Learn more: https://go.microsoft.com/fwlink/?linkid=870924 Comment: LNG/Vakuumo
Note on M21: [Threaded comment] Your version of Excel allows you to read this threaded comment; however, any edits to it will get removed if the file is opened in a newer version of Excel. Learn more: https://go.microsoft.com/fwlink/?linkid=870924 Comment: Kriogeniniai? Patikslinti pasą. Jei taip pagal taisyklių 48 punktą neatliekama VA
Note on P21: [Threaded comment] Your version of Excel allows you to read this threaded comment; however, any edits to it will get removed if the file is opened in a newer version of Excel. Learn more: https://go.microsoft.com/fwlink/?linkid=870924 Comment: Jei kriogeninis, tai pagal taisyklių 48 punktą VIP atliekamas kas 60 mėn.
Note on H22: [Threaded comment] Your version of Excel allows you to read this threaded comment; however, any edits to it will get removed if the file is opened in a newer version of Excel. Learn more: https://go.microsoft.com/fwlink/?linkid=870924 Comment: LNG/Vakuumo
Note on M22: [Threaded comment] Your version of Excel allows you to read this threaded comment; however, any edits to it will get removed if the file is opened in a newer version of Excel. Learn more: https://go.microsoft.com/fwlink/?linkid=870924 Comment: Kriogeniniai? Patikslinti pasą. Jei taip pagal taisyklių 48 punktą neatliekama VA
Note on P22: [Threaded comment] Your version of Excel allows you to read this threaded comment; however, any edits to it will get removed if the file is opened in a newer version of Excel. Learn more: https://go.microsoft.com/fwlink/?linkid=870924 Comment: Jei kriogeninis, tai pagal taisyklių 48 punktą VIP atliekamas kas 60 mėn.
Note on H23: [Threaded comment] Your version of Excel allows you to read this threaded comment; however, any edits to it will get removed if the file is opened in a newer version of Excel. Learn more: https://go.microsoft.com/fwlink/?linkid=870924 Comment: LNG/Vakuumo
Note on M23: [Threaded comment] Your version of Excel allows you to read this threaded comment; however, any edits to it will get removed if the file is opened in a newer version of Excel. Learn more: https://go.microsoft.com/fwlink/?linkid=870924 Comment: Kriogeniniai? Patikslinti pasą. Jei taip pagal taisyklių 48 punktą neatliekama VA
Note on P23: [Threaded comment] Your version of Excel allows you to read this threaded comment; however, any edits to it will get removed if the file is opened in a newer version of Excel. Learn more: https://go.microsoft.com/fwlink/?linkid=870924 Comment: Jei kriogeninis, tai pagal taisyklių 48 punktą VIP atliekamas kas 60 mėn.
Note on H24: [Threaded comment] Your version of Excel allows you to read this threaded comment; however, any edits to it will get removed if the file is opened in a newer version of Excel. Learn more: https://go.microsoft.com/fwlink/?linkid=870924 Comment: LNG/Vakuumo
Note on M24: [Threaded comment] Your version of Excel allows you to read this threaded comment; however, any edits to it will get removed if the file is opened in a newer version of Excel. Learn more: https://go.microsoft.com/fwlink/?linkid=870924 Comment: Kriogeniniai? Patikslinti pasą. Jei taip pagal taisyklių 48 punktą neatliekama VA
Note on P24: [Threaded comment] Your version of Excel allows you to read this threaded comment; however, any edits to it will get removed if the file is opened in a newer version of Excel. Learn more: https://go.microsoft.com/fwlink/?linkid=870924 Comment: Jei kriogeninis, tai pagal taisyklių 48 punktą VIP atliekamas kas 60 mėn.
Note on G29: [Threaded comment] Your version of Excel allows you to read this threaded comment; however, any edits to it will get removed if the file is opened in a newer version of Excel. Learn more: https://go.microsoft.com/fwlink/?linkid=870924 Comment: Vamzdelių/Korpuso
Note on H29: [Threaded comment] Your version of Excel allows you to read this threaded comment; however, any edits to it will get removed if the file is opened in a newer version of Excel. Learn more: https://go.microsoft.com/fwlink/?linkid=870924 Comment: Vamzdeliuose/Tarpvamzdinėje artmėje
Note on G31: [Threaded comment] Your version of Excel allows you to read this threaded comment; however, any edits to it will get removed if the file is opened in a newer version of Excel. Learn more: https://go.microsoft.com/fwlink/?linkid=870924 Comment: Vamzdelių/Korpuso
Note on H31: [Threaded comment] Your version of Excel allows you to read this threaded comment; however, any edits to it will get removed if the file is opened in a newer version of Excel. Learn more: https://go.microsoft.com/fwlink/?linkid=870924 Comment: Vamzdeliuose/Tarpvamzdinėje artmėje
Note on M32: [Threaded comment] Your version of Excel allows you to read this threaded comment; however, any edits to it will get removed if the file is opened in a newer version of Excel. Learn more: https://go.microsoft.com/fwlink/?linkid=870924 Comment: Kriogeniniai? Patikslinti pasą. Jei taip pagal taisyklių 48 punktą neatliekama VA
Note on P32: [Threaded comment] Your version of Excel allows you to read this threaded comment; however, any edits to it will get removed if the file is opened in a newer version of Excel. Learn more: https://go.microsoft.com/fwlink/?linkid=870924 Comment: Jei kriogeninis, tai pagal taisyklių 48 punktą VIP atliekamas kas 60 mėn.
Note on M33: [Threaded comment] Your version of Excel allows you to read this threaded comment; however, any edits to it will get removed if the file is opened in a newer version of Excel. Learn more: https://go.microsoft.com/fwlink/?linkid=870924 Comment: Kriogeniniai? Patikslinti pasą. Jei taip pagal taisyklių 48 punktą neatliekama VA
Note on P33: [Threaded comment] Your version of Excel allows you to read this threaded comment; however, any edits to it will get removed if the file is opened in a newer version of Excel. Learn more: https://go.microsoft.com/fwlink/?linkid=870924 Comment: Jei kriogeninis, tai pagal taisyklių 48 punktą VIP atliekamas kas 60 mėn.
Note on M34: [Threaded comment] Your version of Excel allows you to read this threaded comment; however, any edits to it will get removed if the file is opened in a newer version of Excel. Learn more: https://go.microsoft.com/fwlink/?linkid=870924 Comment: Kriogeniniai? Patikslinti pasą. Jei taip pagal taisyklių 48 punktą neatliekama VA
Note on P34: [Threaded comment] Your version of Excel allows you to read this threaded comment; however, any edits to it will get removed if the file is opened in a newer version of Excel. Learn more: https://go.microsoft.com/fwlink/?linkid=870924 Comment: Jei kriogeninis, tai pagal taisyklių 48 punktą VIP atliekamas kas 60 mėn.
Note on M35: [Threaded comment] Your version of Excel allows you to read this threaded comment; however, any edits to it will get removed if the file is opened in a newer version of Excel. Learn more: https://go.microsoft.com/fwlink/?linkid=870924 Comment: Kriogeniniai? Patikslinti pasą. Jei taip pagal taisyklių 48 punktą neatliekama VA
Note on P35: [Threaded comment] Your version of Excel allows you to read this threaded comment; however, any edits to it will get removed if the file is opened in a newer version of Excel. Learn more: https://go.microsoft.com/fwlink/?linkid=870924 Comment: Jei kriogeninis, tai pagal taisyklių 48 punktą VIP atliekamas kas 60 mėn.
Note on G36: [Threaded comment] Your version of Excel allows you to read this threaded comment; however, any edits to it will get removed if the file is opened in a newer version of Excel. Learn more: https://go.microsoft.com/fwlink/?linkid=870924 Comment: Vamzdelių/Korpuso
Note on H36: [Threaded comment] Your version of Excel allows you to read this threaded comment; however, any edits to it will get removed if the file is opened in a newer version of Excel. Learn more: https://go.microsoft.com/fwlink/?linkid=870924 Comment: Vamzdeliuose/Tarpvamzdinėje artmėje

## VDI registras -katilai
2026 metų katilų techninės būklės tikrinimų planas
| Paruošta: | 2025-11-20
Eil. Nr. | Registro NR. (senas) | Registro NR. (naujas) | Technologinis Nr. | Aprašymas | Tipas | Turis (m3) | Projektinis slėgis (bar) | Produktas | Eksploatacijos pradžia | Paskutinė katilo vidaus ir išorinė apžiūra (VA) | Kita katilo vidaus ir išorinė apžiūra (VA) | Periodiškumas VA (metais) pagal teises aktus | Paskutinis veikiančio katilo patikrinimas (VKP) | Kitas veikiančio katilo patikrinimas (VKP) | Periodiškumas VKP (metais) pagal teises aktus | Paskutinis hidraulinis bandymas (HB) | Kitas hidraulinis bandymas (HB) | Hidraulinio bandymo periodiškumas (metais) pagal teisės aktus | 2026.01 | 2026.02 | 2026.03 | 2026.04 | 2026.05 | 2026.06 | 2026.07 | 2026.08 | 2026.09 | 2026.10 | 2026.11 | 2026.12 | Pastabos
1 | KA-01-00435 | KA-01-00648 | F-06-5101 | Katilas Nr. 1 (AA-90) | Katilas | 35.4 | 17.57 | Garas | 1997 | 2025.08 | 2027.08 | 4 | 2025.08 | 2026.08 | 1 | 2021.08 | 2029.08 | 8 | 2026.08: VKP
2 | KA-01-00436 | KA-01-00649 | F-06-5102 | Katilas Nr. 2 (AA-90) | Katilas | 35.4 | 17.57 | Garas | 1997 | 2022.01 | 2026.01 | 4 | 2025.01 | 2026.01 | 1 | 2022.01 | 2030.01 | 8 | 2026.01: VA/VKP
3 | KA-01-00437 | KA-01-00650 | F-06-5103 | Katilas Nr. 3 (AA-22) | Katilas | 16 | 17.57 | Garas | 1997 | 2024.10 | 2028.10 | 4 | 2024.11 | 2026.11 | 1 | 2020.10 | 2028.10 | 8
Trumpinimų reikšmės:
VA - katilo vidaus ir išorinė apžiūra
VKP - veikiančio katilo patikrinimas
HB - hidraulinis bandymas

## Sheet2 (hidden)
Žymė arba Nr. | Parametras | Patikros sertifikatas | Ženklinimas | Matuojamas parametras, ribos | Vieta | Patikros data | Patikra galioja iki
T-01-1301 | talpa | 1840014 |  | 18717 m³ | Objektas 01 | 2024-10-14 | 2029-10-02
T-01-1302 | talpa | 0936905 | 1302_sertif_galiojimo pratęsimas | 17815 m³ | Objektas 01 | 2018-12-11 | 2024-12-10
T-01-1303 | talpa | 1839580 |  | 18270 m³ | Objektas 01 | 2024-05-23 | 2029-04-28
T-01-1304 | talpa | 1840019 |  | 18352 m³ | Objektas 01 | 2024-12-12 | 2029-12-08
T-01-1305 | talpa | 1840011 |  | 17906 m³ | Objektas 01 | 2024-08-06 | 2029-08-01
T-01-1306 | talpa | 1840024 |  | 17783 m³ | Objektas 01 | 2024-12-30 | 2029-12-22
T-07-1401 | talpa | 1247261 |  | 18872 m³ | Objektas 07 | 2022-08-12 | 2027-08-08
T-07-1402 | talpa | 1247248 |  | 19495 m³ | Objektas 07 | 2022-05-25 | 2027-05-17
T-07-1403 | talpa | 1839573 |  | 19492 m³ | Objektas 07 | 2024-04-04 | 2029-03-11
T-07-1404 | talpa | 1839565 |  | 19323 m³ | Objektas 07 | 2023-12-06 | 2028-11-26
T-03-2101 | talpa | 1592931 |  | 19089 m³ | Objektas 03 | 2023-03-15 | 2028-03-07
T-03-2102 | talpa | 1592932 |  | 18844 m³ | Objektas 03 | 2023-03-29 | 2028-03-22
T-27-5101 | talpa | 1839572 |  | 32250 m³ | Objektas 27 | 2024-03-27 | 2034-03-11
T-27-5102 | talpa | 1839550 |  | 31968 m³ | Objektas 27 | 2023-08-25 | 2033-08-10
T-27-5103 | talpa | 1840009 |  | 31824 m³ | Objektas 27 | 2024-07-19 | 2034-07-11
T-27-5104 | talpa | 1839554 |  | 31823 m³ | Objektas 27 | 2023-09-22 | 2033-09-14
T-60-4101 | talpa | 1592910 |  | 10739 m³ | Objektas 60 | 2022-11-07 | 2027-11-02
T-60-4102 | talpa | 1247259 |  | 10752 m³ | Objektas 60 | 2022-08-08 | 2027-07-27
T-60-4111 | talpa | 1247206 |  | 10949 m³ | Objektas 60 | 2021-05-31 | 2026-05-30
T-60-4112 | talpa | 1247205 |  | 11275 m³ | Objektas 60 | 2021-05-27 | 2026-05-26
T-61-4103 | talpa | 1840029 |  | 6463 m³ | Objektas 61 | 2025-02-24 | 2030-02-19
T-61-4104 | talpa | 1592901 |  | 6486 m³ | Objektas 61 | 2022-10-11 | 2027-10-09
T-61-4105 | talpa | NMS-2025-0129496 | NMS-2025-0129496 | 5934 m³ | Objektas 61 | 2025-03-24 | 2030-03-20
T-61-4106 | talpa | 1247243 |  | 6459 m³ | Objektas 61 | 2022-03-03 | 2027-03-01
T-61-4107 | talpa | 1839566 |  | 91018 l | Objektas 61 | 2024-01-26 | 2034-01-21
T-61-4108 | talpa | 1840018 |  | 93048 l | Objektas 61 | 2024-12-12 | 2034-12-08
T-61-4109 | talpa | 1247242 |  | 300 m³ | Objektas 61 | 2021-12-27 | 2031-12-26
T-61-4110 | talpa | 1247240 |  | 400 m³ | Objektas 61 | 2021-12-09 | 2031-12-08
T-27-2701 | talpa | 1840010 |  | 4714 m³ | Objektas 27 | 2024-07-25 | 2029-07-22
T-27-2702 | talpa | 1592934 |  | 4717 m³ | Objektas 27 | 2023-04-07 | 2028-03-30
T-27-2703 | talpa | 1839571 |  | 4701 m³ | Objektas 27 | 2024-03-15 | 2029-03-04
T-27-2704 | talpa | 1839539 |  | 4702 m³ | Objektas 27 | 2023-05-04 | 2028-04-20
T-34-7101 | talpa | 1840016 |  | 11398 m³ | Objektas 34 | 2024-11-08 | 2029-10-24
T-34-7102 | talpa | 1839575 |  | 11349,517 m³ | Objektas 34 | 2024-04-18 | 2029-03-27
T-34-7103 | talpa | 1839560 |  | 11299 m³ | Objektas 34 | 2023-11-20 | 2028-11-13
T1861-1 | talpa | MPC-2024-12461 | V-63-01_10 | 5098 l | Objektas 63 | 2024-11-12 | 2034-10-24
T1861-2 | talpa | MPC-2024-12462 | V-63-01_10 | 5050 l | Objektas 63 | 2024-11-12 | 2034-10-24
T1861-3 | talpa | MPC-2024-12463 | V-63-01_10 | 5002 l | Objektas 63 | 2024-11-12 | 2034-10-24
T1861-4 | talpa | MPC-2024-12464 | V-63-01_10 | 5012 l | Objektas 63 | 2024-11-12 | 2034-10-24
T1861-5 | talpa | MPC-2024-12465 | V-63-01_10 | 5082 l | Objektas 63 | 2024-11-12 | 2034-10-24
T1861-6 | talpa | MPC-2024-12466 | V-63-01_10 | 4990 l | Objektas 63 | 2024-11-12 | 2034-10-24
T1861-7 | talpa | MPC-2024-12467 | V-63-01_10 | 4992 l | Objektas 63 | 2024-11-12 | 2034-10-24
T1861-8 | talpa | MPC-2024-12468 | V-63-01_10 | 5013 l | Objektas 63 | 2024-11-12 | 2034-10-24
T1861-9 | talpa | MPC-2024-12469 | V-63-01_10 | 5018,4 l | Objektas 63 | 2024-11-12 | 2034-10-24
T1861-10 | talpa | MPC-2024-124610 | V-63-01_10 | 5777 l | Objektas 63 | 2024-11-12 | 2034-10-24
T-08-7111 | talpa | VMC-2021-31109 | VMC-KL-K-000684 | 4200 m³ | Objektas 08 | 2021-07-30 | 2031-07-30
T-08-7112 | talpa | VMC-2021-30928 | VMC-KL-K-000681 | 4200 m³ | Objektas 08 | 2021-07-30 | 2031-07-30
V-13-6106 | talpa | 1593103 |  | 533 l | Gaisr.siurblinė | 2023-03-09 | 2028-03-06
V-63-02 : 11 | talpa | 1247662 | V63_11_12_13_14_ | 11110 l | Objektas 63 | 2021-11-16 | 2031-11-07
V-63-02 : 12 | talpa | 1247663 | V63_11_12_13_14_ | 10944 l | Objektas 63 | 2021-11-16 | 2031-11-07
V-63-02 : 13 | talpa | 1247664 | V63_11_12_13_14_ | 10953 l | Objektas 63 | 2021-11-16 | 2031-11-07
V-63-02 : 14 | talpa | 1247665 | V63_11_12_13_14_ | 11043 l | Objektas 63 | 2021-11-16 | 2031-11-07
T-73-6101 | talpa | 1247258 |  | 5213,369 m3 | Objektas 73 | 2022-08-08 | 2032-07-27
T-73-6102 | talpa | 1247260 |  | 5216,01 m3 | Objektas 73 | 2022-08-12 | 2032-08-08
T-73-6103 | talpa | 1592895 |  | 5220,939 m3 | Objektas 73 | 2022-09-16 | 2032-09-12
T-73-6104 | talpa | 1592891 |  | 1457 m3 | Objektas 73 | 2022-09-12 | 2032-09-04
T-73-6105 | talpa | 1592892 |  | 1462 m3 | Objektas 73 | 2022-09-12 | 2032-09-04
T-73-6106 | talpa | 1592893 |  | 1462 m3 | Objektas 73 | 2022-09-12 | 2032-09-04
T-73-6107 | talpa | 1592894 |  | 1465 m3 | Objektas 73 | 2022-09-12 | 2032-09-04
T-91-9101 | talpa | 1839574 |  | 20000 m3 | Objektas 91 | 2024-04-10 | 2034-03-19
T-91-9102 | talpa | 1839568 |  | 20000 m3 | Objektas 91 | 2024-02-23 | 2034-02-19
T-91-9103 | talpa | 1839570 |  | 20000 m3 | Objektas 91 | 2024-03-13 | 2034-03-04
T-91-9104 | talpa | 1839576 |  | 20000 m3 | Objektas 91 | 2024-04-24 | 2034-04-04
T-92-9211 | talpa | 1839559 |  | 10000 m3 | Objektas 92 | 2023-11-09 | 2033-10-26
T-92-9212 | talpa | 1839569 |  | 10000 m3 | Objektas 92 | 2024-02-29 | 2034-02-25
T-92-9213 | talpa | 1839567 |  | 5000 m3 | Objektas 92 | 2024-02-06 | 2034-02-01
T-92-9214 | talpa | 1839579 |  | 5000 m3 | Objektas 92 | 2024-05-16 | 2034-04-28
T-92-9215 | talpa | 1839577 |  | 5000 m3 | Objektas 92 | 2024-05-03 | 2034-04-10
T-92-9216 | talpa | 1839578 |  | 5000 m3 | Objektas 92 | 2024-05-13 | 2034-04-21
Nr. 383567210 | talpa | 1741265 |  | Vv=3000 L | Objektas 54 | 2022-07-28 | 2032-07-28

## Sheet1 (hidden)
Eil. Nr | Registro NR. (senas) | Registro NR. (naujas) | Tag | Tipas | Paskutinis VA | Sekantis VA | Periodiškumas (metais) | Paskutinis VIP | Sekantis VIP | Periodiškumas (metais) | 2025.01 | 2025.02 | 2025.03 | 2025.04 | 2025.05 | 2025.06 | 2025.07 | 2025.08 | 2025.09 | 2025.10 | 2025.11 | 2025.12 | 2026.01 | 2026.02 | 2026.03 | 2026.04 | 2026.05 | 2026.06 | 2026.07 | 2026.08 | 2026.09 | 2026.10 | 2026.11 | 2026.12 | 2027.01 | 2027.02 | 2027.03 | 2027.04 | 2027.05 | 2027.06 | 2027.07 | 2027.08 | 2027.09 | 2027.10 | 2027.11 | 2027.12
1 | KA-01-00435 | KA-01-00648 | F-06-5101 | K A T I L A I | 2025.08 | 2027.08 | 2 | 2025.08 | 2026.08 | 1 | FALSE | FALSE | FALSE | FALSE | FALSE | FALSE | FALSE | FALSE | FALSE | FALSE | FALSE | FALSE | FALSE | FALSE | FALSE | FALSE | FALSE | FALSE | FALSE | TRUE | FALSE | FALSE | FALSE | FALSE | FALSE | FALSE | FALSE | FALSE | FALSE | FALSE | FALSE | TRUE | FALSE | FALSE | FALSE | FALSE
2 | KA-01-00436 | KA-01-00649 | F-06-5102 | K A T I L A I | 2022.01 | 2026.01 | 4 | 2025.01 | 2026.01 | 1 | FALSE | FALSE | FALSE | FALSE | FALSE | FALSE | FALSE | FALSE | FALSE | FALSE | FALSE | FALSE | TRUE | FALSE | FALSE | FALSE | FALSE | FALSE | FALSE | FALSE | FALSE | FALSE | FALSE | FALSE | FALSE | FALSE | FALSE | FALSE | FALSE | FALSE | FALSE | FALSE | FALSE | FALSE | FALSE | FALSE
3 | KA-01-00437 | KA-01-00650 | F-06-5103 | K A T I L A I | 2024.10 | 2028.10 | 4 | 2024.11 | 2025.11 | 1 | FALSE | FALSE | FALSE | FALSE | FALSE | FALSE | FALSE | FALSE | FALSE | FALSE | TRUE | FALSE | FALSE | FALSE | FALSE | FALSE | FALSE | FALSE | FALSE | FALSE | FALSE | FALSE | FALSE | FALSE | FALSE | FALSE | FALSE | FALSE | FALSE | FALSE | FALSE | FALSE | FALSE | FALSE | FALSE | FALSE
67 | SI-01-03928 | SI-01-05757 | V-04-1101 | S L Ė G I N I A I I N D A I | 2022.03 | 2026.03 | 4 | 2024.03 | 2026.03 | 2 | FALSE | FALSE | FALSE | FALSE | FALSE | FALSE | FALSE | FALSE | FALSE | FALSE | FALSE | FALSE | FALSE | FALSE | TRUE | FALSE | FALSE | FALSE | FALSE | FALSE | FALSE | FALSE | FALSE | FALSE | FALSE | FALSE | FALSE | FALSE | FALSE | FALSE | FALSE | FALSE | FALSE | FALSE | FALSE | FALSE
68 | SI-01-03930 | SI-01-05759 | V-04-1102 | S L Ė G I N I A I I N D A I | 2022.04 | 2026.04 | 4 | 2025.05 | 2027.05 | 2 | FALSE | FALSE | FALSE | FALSE | FALSE | FALSE | FALSE | FALSE | FALSE | FALSE | FALSE | FALSE | FALSE | FALSE | FALSE | TRUE | FALSE | FALSE | FALSE | FALSE | FALSE | FALSE | FALSE | FALSE | FALSE | FALSE | FALSE | FALSE | TRUE | FALSE | FALSE | FALSE | FALSE | FALSE | FALSE | FALSE
69 | SI-01-03931 | SI-01-05760 | E-04-1101 | S L Ė G I N I A I I N D A I | 2022.04 | 2026.04 | 2 | 2023.12 | 2025.12 | 4 | FALSE | FALSE | FALSE | FALSE | FALSE | FALSE | FALSE | FALSE | FALSE | FALSE | FALSE | TRUE | FALSE | FALSE | FALSE | TRUE | FALSE | FALSE | FALSE | FALSE | FALSE | FALSE | FALSE | FALSE | FALSE | FALSE | FALSE | FALSE | FALSE | FALSE | FALSE | FALSE | FALSE | FALSE | FALSE | FALSE
70 | SI-01-03958 | SI-01-05787 | E-04-1102 | S L Ė G I N I A I I N D A I | 2025.07 | 2028.07 | 3 | 2024.03 | 2026.03 | 2 | FALSE | FALSE | FALSE | FALSE | FALSE | FALSE | FALSE | FALSE | FALSE | FALSE | FALSE | FALSE | FALSE | FALSE | TRUE | FALSE | FALSE | FALSE | FALSE | FALSE | FALSE | FALSE | FALSE | FALSE | FALSE | FALSE | FALSE | FALSE | FALSE | FALSE | FALSE | FALSE | FALSE | FALSE | FALSE | FALSE
71 | SI-01-03959 | SI-01-05788 | E-04-1103 | S L Ė G I N I A I I N D A I | 2025.05 | 2029.05 | 4 | 2024.03 | 2026.03 | 2 | FALSE | FALSE | FALSE | FALSE | FALSE | FALSE | FALSE | FALSE | FALSE | FALSE | FALSE | FALSE | FALSE | FALSE | TRUE | FALSE | FALSE | FALSE | FALSE | FALSE | FALSE | FALSE | FALSE | FALSE | FALSE | FALSE | FALSE | FALSE | FALSE | FALSE | FALSE | FALSE | FALSE | FALSE | FALSE | FALSE
72 | SI-01-03960 | SI-01-05789 | E-04-1104 | S L Ė G I N I A I I N D A I | 2025.07 | 2028.07 | 3 | 2025.05 | 2027.05 | 2 | FALSE | FALSE | FALSE | FALSE | FALSE | FALSE | FALSE | FALSE | FALSE | FALSE | FALSE | FALSE | FALSE | FALSE | FALSE | FALSE | FALSE | FALSE | FALSE | FALSE | FALSE | FALSE | FALSE | FALSE | FALSE | FALSE | FALSE | FALSE | TRUE | FALSE | FALSE | FALSE | FALSE | FALSE | FALSE | FALSE
73 | SI-01-03961 | SI-01-05790 | E-04-1105 | S L Ė G I N I A I I N D A I | 2022.04 | 2026.04 | 4 | 2023.11 | 2025.11 | 2 | FALSE | FALSE | FALSE | FALSE | FALSE | FALSE | FALSE | FALSE | FALSE | FALSE | TRUE | FALSE | FALSE | FALSE | FALSE | TRUE | FALSE | FALSE | FALSE | FALSE | FALSE | FALSE | FALSE | FALSE | FALSE | FALSE | FALSE | FALSE | FALSE | FALSE | FALSE | FALSE | FALSE | FALSE | FALSE | FALSE
74 | SI-01-03962 | SI-01-05791 | E-04-1106 | S L Ė G I N I A I I N D A I | 2022.04 | 2026.4 | 4 | 2021.10 | 2025.11 | 4 | FALSE | FALSE | FALSE | FALSE | FALSE | FALSE | FALSE | FALSE | FALSE | FALSE | TRUE | FALSE | FALSE | FALSE | FALSE | FALSE | FALSE | FALSE | FALSE | FALSE | FALSE | FALSE | FALSE | FALSE | FALSE | FALSE | FALSE | FALSE | FALSE | FALSE | FALSE | FALSE | FALSE | FALSE | FALSE | FALSE
63 | SI-01-03963 | SI-01-05794 | FGS-1 | S L Ė G I N I A I I N D A I | 2021.10 | 2025.10 | 4 | 2024.01 | 2026.01 | 2 | FALSE | FALSE | FALSE | FALSE | FALSE | FALSE | FALSE | FALSE | FALSE | TRUE | FALSE | FALSE | TRUE | FALSE | FALSE | FALSE | FALSE | FALSE | FALSE | FALSE | FALSE | FALSE | FALSE | FALSE | FALSE | FALSE | FALSE | FALSE | FALSE | FALSE | FALSE | FALSE | FALSE | FALSE | FALSE | FALSE
64 | SI-01-03964 | SI-01-05795 | FGS-2 | S L Ė G I N I A I I N D A I | 2021.10 | 2025.10 | 4 | 2024.01 | 2026.01 | 2 | FALSE | FALSE | FALSE | FALSE | FALSE | FALSE | FALSE | FALSE | FALSE | TRUE | FALSE | FALSE | TRUE | FALSE | FALSE | FALSE | FALSE | FALSE | FALSE | FALSE | FALSE | FALSE | FALSE | FALSE | FALSE | FALSE | FALSE | FALSE | FALSE | FALSE | FALSE | FALSE | FALSE | FALSE | FALSE | FALSE
76 | SI-01-08912 | SI-01-12267 | APS-63-02 | S L Ė G I N I A I I N D A I | 2021.09 | 2029.09 | 4 | 2024.02 | 2026.02 | 2 | FALSE | FALSE | FALSE | FALSE | FALSE | FALSE | FALSE | FALSE | FALSE | FALSE | FALSE | FALSE | FALSE | TRUE | FALSE | FALSE | FALSE | FALSE | FALSE | FALSE | FALSE | FALSE | FALSE | FALSE | FALSE | FALSE | FALSE | FALSE | FALSE | FALSE | FALSE | FALSE | FALSE | FALSE | FALSE | FALSE
77 | SI-01-08913 | SI-01-12268 | APS-63-06 | S L Ė G I N I A I I N D A I | 2021.09 | 2029.09 | 4 | 2024.02 | 2026.02 | 2 | FALSE | FALSE | FALSE | FALSE | FALSE | FALSE | FALSE | FALSE | FALSE | FALSE | FALSE | FALSE | FALSE | TRUE | FALSE | FALSE | FALSE | FALSE | FALSE | FALSE | FALSE | FALSE | FALSE | FALSE | FALSE | FALSE | FALSE | FALSE | FALSE | FALSE | FALSE | FALSE | FALSE | FALSE | FALSE | FALSE
78 | SI-01-08914 | SI-01-12269 | APS-63-10 | S L Ė G I N I A I I N D A I | 2021.09 | 2029.09 | 4 | 2024.02 | 2026.02 | 2 | FALSE | FALSE | FALSE | FALSE | FALSE | FALSE | FALSE | FALSE | FALSE | FALSE | FALSE | FALSE | FALSE | TRUE | FALSE | FALSE | FALSE | FALSE | FALSE | FALSE | FALSE | FALSE | FALSE | FALSE | FALSE | FALSE | FALSE | FALSE | FALSE | FALSE | FALSE | FALSE | FALSE | FALSE | FALSE | FALSE
86 | SI-01-10383 | SI-01-14178 | F-31201/1 | S L Ė G I N I A I I N D A I | 2022.09 | 2026.09 | 4 | 2024.09 | 2026.09 | 2 | FALSE | FALSE | FALSE | FALSE | FALSE | FALSE | FALSE | FALSE | FALSE | FALSE | FALSE | FALSE | FALSE | FALSE | FALSE | FALSE | FALSE | FALSE | FALSE | FALSE | TRUE | FALSE | FALSE | FALSE | FALSE | FALSE | FALSE | FALSE | FALSE | FALSE | FALSE | FALSE | FALSE | FALSE | FALSE | FALSE
87 | SI-01-10384 | SI-01-14179 | F-31201/2 | S L Ė G I N I A I I N D A I | 2022.09 | 2026.09 | 4 | 2024.09 | 2026.09 | 2 | FALSE | FALSE | FALSE | FALSE | FALSE | FALSE | FALSE | FALSE | FALSE | FALSE | FALSE | FALSE | FALSE | FALSE | FALSE | FALSE | FALSE | FALSE | FALSE | FALSE | TRUE | FALSE | FALSE | FALSE | FALSE | FALSE | FALSE | FALSE | FALSE | FALSE | FALSE | FALSE | FALSE | FALSE | FALSE | FALSE
84 | SI-01-10385 | SI-01-14180 | F-01 | S L Ė G I N I A I I N D A I | 2022.09 | 2026.09 | 4 | 2024.09 | 2026.09 | 2 | FALSE | FALSE | FALSE | FALSE | FALSE | FALSE | FALSE | FALSE | FALSE | FALSE | FALSE | FALSE | FALSE | FALSE | FALSE | FALSE | FALSE | FALSE | FALSE | FALSE | TRUE | FALSE | FALSE | FALSE | FALSE | FALSE | FALSE | FALSE | FALSE | FALSE | FALSE | FALSE | FALSE | FALSE | FALSE | FALSE
85 | SI-01-10386 | SI-01-14181 | F-02 | S L Ė G I N I A I I N D A I | 2022.09 | 2026.09 | 4 | 2024.09 | 2026.09 | 2 | FALSE | FALSE | FALSE | FALSE | FALSE | FALSE | FALSE | FALSE | FALSE | FALSE | FALSE | FALSE | FALSE | FALSE | FALSE | FALSE | FALSE | FALSE | FALSE | FALSE | TRUE | FALSE | FALSE | FALSE | FALSE | FALSE | FALSE | FALSE | FALSE | FALSE | FALSE | FALSE | FALSE | FALSE | FALSE | FALSE
88 | SI-01-10396 | SI-01-14194 | MLA-01 | S L Ė G I N I A I I N D A I | 2022.07 | 2026.07 | 4 | 2024.09 | 2026.09 | 2 | FALSE | FALSE | FALSE | FALSE | FALSE | FALSE | FALSE | FALSE | FALSE | FALSE | FALSE | FALSE | FALSE | FALSE | FALSE | FALSE | FALSE | FALSE | TRUE | FALSE | TRUE | FALSE | FALSE | FALSE | FALSE | FALSE | FALSE | FALSE | FALSE | FALSE | FALSE | FALSE | FALSE | FALSE | FALSE | FALSE
89 | SI-01-10397 | SI-01-14195 | MLA-02 | S L Ė G I N I A I I N D A I | 2024.09 | 2028.09 | 4 | 2024.09 | 2026.09 |  | FALSE | FALSE | FALSE | FALSE | FALSE | FALSE | FALSE | FALSE | FALSE | FALSE | FALSE | FALSE | FALSE | FALSE | FALSE | FALSE | FALSE | FALSE | FALSE | FALSE | TRUE | FALSE | FALSE | FALSE | FALSE | FALSE | FALSE | FALSE | FALSE | FALSE | FALSE | FALSE | FALSE | FALSE | FALSE | FALSE
79 | SI-01-10413 | SI-01-14213 | APS-25-2 | S L Ė G I N I A I I N D A I | 2022.09 | 2026.09 | 4 | 2024.09 | 2026.09 | 2 | FALSE | FALSE | FALSE | FALSE | FALSE | FALSE | FALSE | FALSE | FALSE | FALSE | FALSE | FALSE | FALSE | FALSE | FALSE | FALSE | FALSE | FALSE | FALSE | FALSE | TRUE | FALSE | FALSE | FALSE | FALSE | FALSE | FALSE | FALSE | FALSE | FALSE | FALSE | FALSE | FALSE | FALSE | FALSE | FALSE
75 | SI-01-10795 | SI-01-14703 | E-04-1107 C/S | S L Ė G I N I A I I N D A I | 2024.06 | 2028.06 | 4 | 2024.11 | 2026.11 | 2 | FALSE | FALSE | FALSE | FALSE | FALSE | FALSE | FALSE | FALSE | FALSE | FALSE | FALSE | FALSE | FALSE | FALSE | FALSE | FALSE | FALSE | FALSE | FALSE | FALSE | FALSE | FALSE | TRUE | FALSE | FALSE | FALSE | FALSE | FALSE | FALSE | FALSE | FALSE | FALSE | FALSE | FALSE | FALSE | FALSE
80 | SI-01-10953 | SI-01-14903 | 18RH-171289 | S L Ė G I N I A I I N D A I | 2023.06 | 2027.06 | 4 | 2024.12 | 2026.12 | 2 | FALSE | FALSE | FALSE | FALSE | FALSE | FALSE | FALSE | FALSE | FALSE | FALSE | FALSE | FALSE | FALSE | FALSE | FALSE | FALSE | FALSE | FALSE | FALSE | FALSE | FALSE | FALSE | FALSE | TRUE | FALSE | FALSE | FALSE | FALSE | FALSE | TRUE | FALSE | FALSE | FALSE | FALSE | FALSE | FALSE
81 | SI-01-10954 | SI-01-14904 | 18SH-171691 | S L Ė G I N I A I I N D A I | 2024.07 | 2028.07 | 4 | 2024.12 | 2026.12 | 2 | FALSE | FALSE | FALSE | FALSE | FALSE | FALSE | FALSE | FALSE | FALSE | FALSE | FALSE | FALSE | FALSE | FALSE | FALSE | FALSE | FALSE | FALSE | FALSE | FALSE | FALSE | FALSE | FALSE | TRUE | FALSE | FALSE | FALSE | FALSE | FALSE | FALSE | FALSE | FALSE | FALSE | FALSE | FALSE | FALSE
82 | SI-01-10955 | SI-01-14905 | 18SH-171690 | S L Ė G I N I A I I N D A I | 2024.06 | 2028.06 | 4 | 2024.12 | 2026.12 | 2 | FALSE | FALSE | FALSE | FALSE | FALSE | FALSE | FALSE | FALSE | FALSE | FALSE | FALSE | FALSE | FALSE | FALSE | FALSE | FALSE | FALSE | FALSE | FALSE | FALSE | FALSE | FALSE | FALSE | TRUE | FALSE | FALSE | FALSE | FALSE | FALSE | FALSE | FALSE | FALSE | FALSE | FALSE | FALSE | FALSE
83 | SI-01-10956 | SI-01-14906 | 18RH-171290 | S L Ė G I N I A I I N D A I | 2023.06 | 2027.06 | 4 | 2024.12 | 2026.12 | 2 | FALSE | FALSE | FALSE | FALSE | FALSE | FALSE | FALSE | FALSE | FALSE | FALSE | FALSE | FALSE | FALSE | FALSE | FALSE | FALSE | FALSE | FALSE | FALSE | FALSE | FALSE | FALSE | FALSE | TRUE | FALSE | FALSE | FALSE | FALSE | FALSE | TRUE | FALSE | FALSE | FALSE | FALSE | FALSE | FALSE
90 | SI-01-11074 | SI-01-15083 | 77-H-01 | S L Ė G I N I A I I N D A I |  | 2027.02? |  | 2024.10 | 2026.10 | 2 | FALSE | FALSE | FALSE | FALSE | FALSE | FALSE | FALSE | FALSE | FALSE | FALSE | FALSE | FALSE | FALSE | FALSE | FALSE | FALSE | FALSE | FALSE | FALSE | FALSE | FALSE | TRUE | FALSE | FALSE | FALSE | FALSE | FALSE | FALSE | FALSE | FALSE | FALSE | FALSE | FALSE | FALSE | FALSE | FALSE
91 | SI-01-11075 | SI-01-15084 | 77-H-02 | S L Ė G I N I A I I N D A I |  | 2027.02? |  | 2024.10 | 2026.10 | 2 | FALSE | FALSE | FALSE | FALSE | FALSE | FALSE | FALSE | FALSE | FALSE | FALSE | FALSE | FALSE | FALSE | FALSE | FALSE | FALSE | FALSE | FALSE | FALSE | FALSE | FALSE | TRUE | FALSE | FALSE | FALSE | FALSE | FALSE | FALSE | FALSE | FALSE | FALSE | FALSE | FALSE | FALSE | FALSE | FALSE
92 | SI-01-11076 | SI-01-15085 | 77-H-03 | S L Ė G I N I A I I N D A I |  | 2027.02? |  | 2024.10 | 2026.10 | 2 | FALSE | FALSE | FALSE | FALSE | FALSE | FALSE | FALSE | FALSE | FALSE | FALSE | FALSE | FALSE | FALSE | FALSE | FALSE | FALSE | FALSE | FALSE | FALSE | FALSE | FALSE | TRUE | FALSE | FALSE | FALSE | FALSE | FALSE | FALSE | FALSE | FALSE | FALSE | FALSE | FALSE | FALSE | FALSE | FALSE
93 | SI-01-11077 | SI-01-15086 | 77-H-04 | S L Ė G I N I A I I N D A I |  | 2027.02? |  | 2024.10 | 2026.10 | 2 | FALSE | FALSE | FALSE | FALSE | FALSE | FALSE | FALSE | FALSE | FALSE | FALSE | FALSE | FALSE | FALSE | FALSE | FALSE | FALSE | FALSE | FALSE | FALSE | FALSE | FALSE | TRUE | FALSE | FALSE | FALSE | FALSE | FALSE | FALSE | FALSE | FALSE | FALSE | FALSE | FALSE | FALSE | FALSE | FALSE
94 | SI-01-11078 | SI-01-15087 | 77-H-05 | S L Ė G I N I A I I N D A I |  | 2027.02? |  | 2024.10 | 2026.10 | 2 | FALSE | FALSE | FALSE | FALSE | FALSE | FALSE | FALSE | FALSE | FALSE | FALSE | FALSE | FALSE | FALSE | FALSE | FALSE | FALSE | FALSE | FALSE | FALSE | FALSE | FALSE | TRUE | FALSE | FALSE | FALSE | FALSE | FALSE | FALSE | FALSE | FALSE | FALSE | FALSE | FALSE | FALSE | FALSE | FALSE
95 | SI-01-11086 | SI-01-15095 | PS-77-S30 | S L Ė G I N I A I I N D A I | 2024.12 | 2028.12 | 4 | 2024.10 | 2026.10 | 2 | FALSE | FALSE | FALSE | FALSE | FALSE | FALSE | FALSE | FALSE | FALSE | FALSE | FALSE | FALSE | FALSE | FALSE | FALSE | FALSE | FALSE | FALSE | FALSE | FALSE | FALSE | TRUE | FALSE | FALSE | FALSE | FALSE | FALSE | FALSE | FALSE | FALSE | FALSE | FALSE | FALSE | FALSE | FALSE | FALSE
96 | SI-01-11087 | SI-01-15096 | PS-77-S31 | S L Ė G I N I A I I N D A I | 2024.12 | 2028.12 | 4 | 2024.10 | 2026.10 | 2 | FALSE | FALSE | FALSE | FALSE | FALSE | FALSE | FALSE | FALSE | FALSE | FALSE | FALSE | FALSE | FALSE | FALSE | FALSE | FALSE | FALSE | FALSE | FALSE | FALSE | FALSE | TRUE | FALSE | FALSE | FALSE | FALSE | FALSE | FALSE | FALSE | FALSE | FALSE | FALSE | FALSE | FALSE | FALSE | FALSE
97 | SI-01-11088 | SI-01-15097 | PS-77-S32 | S L Ė G I N I A I I N D A I | 2024.12 | 2028.12 | 4 | 2024.10 | 2026.10 | 2 | FALSE | FALSE | FALSE | FALSE | FALSE | FALSE | FALSE | FALSE | FALSE | FALSE | FALSE | FALSE | FALSE | FALSE | FALSE | FALSE | FALSE | FALSE | FALSE | FALSE | FALSE | TRUE | FALSE | FALSE | FALSE | FALSE | FALSE | FALSE | FALSE | FALSE | FALSE | FALSE | FALSE | FALSE | FALSE | FALSE
98 | SI-01-11089 | SI-01-15098 | PS-77-S33 | S L Ė G I N I A I I N D A I | 2024.12 | 2028.12 | 4 | 2024.10 | 2026.10 | 2 | FALSE | FALSE | FALSE | FALSE | FALSE | FALSE | FALSE | FALSE | FALSE | FALSE | FALSE | FALSE | FALSE | FALSE | FALSE | FALSE | FALSE | FALSE | FALSE | FALSE | FALSE | TRUE | FALSE | FALSE | FALSE | FALSE | FALSE | FALSE | FALSE | FALSE | FALSE | FALSE | FALSE | FALSE | FALSE | FALSE
99 | SI-01-16622 | SI-01-16622 | V-54-001 | S L Ė G I N I A I I N D A I | 2021.03 | 2026.04 | 5 | 2024.04 | 2026.04 | 2 | FALSE | FALSE | FALSE | FALSE | FALSE | FALSE | FALSE | FALSE | FALSE | FALSE | FALSE | FALSE | FALSE | FALSE | FALSE | TRUE | FALSE | FALSE | FALSE | FALSE | FALSE | FALSE | FALSE | FALSE | FALSE | FALSE | FALSE | FALSE | FALSE | FALSE | FALSE | FALSE | FALSE | FALSE | FALSE | FALSE
66 | SI-02-01864 | SI-02-05792 | Z-44-8101 | S L Ė G I N I A I I N D A I | 2022.04 | 2030.04 | 8 | 2023.11 | 2025.11 | 2 | FALSE | FALSE | FALSE | FALSE | FALSE | FALSE | FALSE | FALSE | FALSE | FALSE | TRUE | FALSE | FALSE | FALSE | FALSE | FALSE | FALSE | FALSE | FALSE | FALSE | FALSE | FALSE | FALSE | FALSE | FALSE | FALSE | FALSE | FALSE | FALSE | FALSE | FALSE | FALSE | FALSE | FALSE | FALSE | FALSE
65 | SI-02-01865 | SI-02-05793 | V-06-5102 | S L Ė G I N I A I I N D A I |  | 2025.10 |  |  | 2026.01 |  | FALSE | FALSE | FALSE | FALSE | FALSE | FALSE | FALSE | FALSE | FALSE | TRUE | FALSE | FALSE | TRUE | FALSE | FALSE | FALSE | FALSE | FALSE | FALSE | FALSE | FALSE | FALSE | FALSE | FALSE | FALSE | FALSE | FALSE | FALSE | FALSE | FALSE | FALSE | FALSE | FALSE | FALSE | FALSE | FALSE
10 | TA-01-00245 | TA-01-00734 | T-01-1301 | T A L P Y K L O S | 2024.10 | 2034.10 | 10 | 2023.03 | 2028.03 | 5 | FALSE | FALSE | FALSE | FALSE | FALSE | FALSE | FALSE | FALSE | FALSE | FALSE | FALSE | FALSE | FALSE | FALSE | FALSE | FALSE | FALSE | FALSE | FALSE | FALSE | FALSE | FALSE | FALSE | FALSE | FALSE | FALSE | FALSE | FALSE | FALSE | FALSE | FALSE | FALSE | FALSE | FALSE | FALSE | FALSE
11 | TA-01-00246 | TA-01-00735 | T-01-1302 | T A L P Y K L O S | 2018.10 | 2025.12 |  | 2022.02 | 2027.02 | 5 | FALSE | FALSE | FALSE | FALSE | FALSE | FALSE | FALSE | FALSE | FALSE | FALSE | FALSE | TRUE | FALSE | FALSE | FALSE | FALSE | FALSE | FALSE | FALSE | FALSE | FALSE | FALSE | FALSE | FALSE | FALSE | TRUE | FALSE | FALSE | FALSE | FALSE | FALSE | FALSE | FALSE | FALSE | FALSE | FALSE
12 | TA-01-00247 | TA-01-00736 | T-01-1303 | T A L P Y K L O S | 2024.05 | 2034.05 | 10 | 2022.12 | 2027.12 | 5 | FALSE | FALSE | FALSE | FALSE | FALSE | FALSE | FALSE | FALSE | FALSE | FALSE | FALSE | FALSE | FALSE | FALSE | FALSE | FALSE | FALSE | FALSE | FALSE | FALSE | FALSE | FALSE | FALSE | FALSE | FALSE | FALSE | FALSE | FALSE | FALSE | FALSE | FALSE | FALSE | FALSE | FALSE | FALSE | TRUE
13 | TA-01-00248 | TA-01-00737 | T-01-1304 | T A L P Y K L O S | 2024.12 | 2034.12 | 10 | 2022.12 | 2027.12 | 5 | FALSE | FALSE | FALSE | FALSE | FALSE | FALSE | FALSE | FALSE | FALSE | FALSE | FALSE | FALSE | FALSE | FALSE | FALSE | FALSE | FALSE | FALSE | FALSE | FALSE | FALSE | FALSE | FALSE | FALSE | FALSE | FALSE | FALSE | FALSE | FALSE | FALSE | FALSE | FALSE | FALSE | FALSE | FALSE | TRUE
14 | TA-01-00249 | TA-01-00738 | T-01-1305 | T A L P Y K L O S | 2025.05 | 2035.05 | 10 | 2021.11 | 2026.11 | 5 | FALSE | FALSE | FALSE | FALSE | FALSE | FALSE | FALSE | FALSE | FALSE | FALSE | FALSE | FALSE | FALSE | FALSE | FALSE | FALSE | FALSE | FALSE | FALSE | FALSE | FALSE | FALSE | TRUE | FALSE | FALSE | FALSE | FALSE | FALSE | FALSE | FALSE | FALSE | FALSE | FALSE | FALSE | FALSE | FALSE
15 | TA-01-00250 | TA-01-00739 | T-01-1306 | T A L P Y K L O S | 2024.11 | 2034.11 | 10 | 2021.11 | 2026.11 | 5 | FALSE | FALSE | FALSE | FALSE | FALSE | FALSE | FALSE | FALSE | FALSE | FALSE | FALSE | FALSE | FALSE | FALSE | FALSE | FALSE | FALSE | FALSE | FALSE | FALSE | FALSE | FALSE | TRUE | FALSE | FALSE | FALSE | FALSE | FALSE | FALSE | FALSE | FALSE | FALSE | FALSE | FALSE | FALSE | FALSE
8 | TA-01-00449 | TA-01-01056 | T-03-2101 | T A L P Y K L O S | 2023.03 | 2028.04 | 5 | 2022.02 | 2027.02 | 5 | FALSE | FALSE | FALSE | FALSE | FALSE | FALSE | FALSE | FALSE | FALSE | FALSE | FALSE | FALSE | FALSE | FALSE | FALSE | FALSE | FALSE | FALSE | FALSE | FALSE | FALSE | FALSE | FALSE | FALSE | FALSE | TRUE | FALSE | FALSE | FALSE | FALSE | FALSE | FALSE | FALSE | FALSE | FALSE | FALSE
9 | TA-01-00450 | TA-01-01057 | T-03-2102 | T A L P Y K L O S | 2023.03 | 2028.03 | 5 | 2022.02 | 2027.02 | 5 | FALSE | FALSE | FALSE | FALSE | FALSE | FALSE | FALSE | FALSE | FALSE | FALSE | FALSE | FALSE | FALSE | FALSE | FALSE | FALSE | FALSE | FALSE | FALSE | FALSE | FALSE | FALSE | FALSE | FALSE | FALSE | TRUE | FALSE | FALSE | FALSE | FALSE | FALSE | FALSE | FALSE | FALSE | FALSE | FALSE
20 | TA-01-00451 | TA-01-01058 | T-60-4101 | T A L P Y K L O S | 2022.11 | 2027.11 | 5 | 2021.04 | 2026.04 | 5 | FALSE | FALSE | FALSE | FALSE | FALSE | FALSE | FALSE | FALSE | FALSE | FALSE | FALSE | FALSE | FALSE | FALSE | FALSE | TRUE | FALSE | FALSE | FALSE | FALSE | FALSE | FALSE | FALSE | FALSE | FALSE | FALSE | FALSE | FALSE | FALSE | FALSE | FALSE | FALSE | FALSE | FALSE | TRUE | FALSE
21 | TA-01-00452 | TA-01-01059 | T-60-4102 | T A L P Y K L O S | 2023.05 | 2033.05 | 10 | 2021.10 | 2026.10 | 5 | FALSE | FALSE | FALSE | FALSE | FALSE | FALSE | FALSE | FALSE | FALSE | FALSE | FALSE | FALSE | FALSE | FALSE | FALSE | FALSE | FALSE | FALSE | FALSE | FALSE | FALSE | TRUE | FALSE | FALSE | FALSE | FALSE | FALSE | FALSE | FALSE | FALSE | FALSE | FALSE | FALSE | FALSE | FALSE | FALSE
22 | TA-01-00453 | TA-01-01060 | T-60-4111 | T A L P Y K L O S | 2021.05 | 2026.05 | 5 | 2021.10 | 2026.10 | 5 | FALSE | FALSE | FALSE | FALSE | FALSE | FALSE | FALSE | FALSE | FALSE | FALSE | FALSE | FALSE | FALSE | FALSE | FALSE | FALSE | TRUE | FALSE | FALSE | FALSE | FALSE | TRUE | FALSE | FALSE | FALSE | FALSE | FALSE | FALSE | FALSE | FALSE | FALSE | FALSE | FALSE | FALSE | FALSE | FALSE
23 | TA-01-00454 | TA-01-01061 | T-60-4112 | T A L P Y K L O S | 2021.05 | 2026.05 | 5 | 2021.10 | 2026.10 | 5 | FALSE | FALSE | FALSE | FALSE | FALSE | FALSE | FALSE | FALSE | FALSE | FALSE | FALSE | FALSE | FALSE | FALSE | FALSE | FALSE | TRUE | FALSE | FALSE | FALSE | FALSE | TRUE | FALSE | FALSE | FALSE | FALSE | FALSE | FALSE | FALSE | FALSE | FALSE | FALSE | FALSE | FALSE | FALSE | FALSE
24 | TA-01-00455 | TA-01-01062 | T-61-4103 | T A L P Y K L O S | 2025.02 | 2035.02 | 10 | 2022.12 | 2027.12 | 5 | FALSE | FALSE | FALSE | FALSE | FALSE | FALSE | FALSE | FALSE | FALSE | FALSE | FALSE | FALSE | FALSE | FALSE | FALSE | FALSE | FALSE | FALSE | FALSE | FALSE | FALSE | FALSE | FALSE | FALSE | FALSE | FALSE | FALSE | FALSE | FALSE | FALSE | FALSE | FALSE | FALSE | FALSE | FALSE | TRUE
25 | TA-01-00456 | TA-01-01063 | T-61-4104 | T A L P Y K L O S | 2022.10 | 2027.10 | 5 | 2022.12 | 2027.12 | 5 | FALSE | FALSE | FALSE | FALSE | FALSE | FALSE | FALSE | FALSE | FALSE | FALSE | FALSE | FALSE | FALSE | FALSE | FALSE | FALSE | FALSE | FALSE | FALSE | FALSE | FALSE | FALSE | FALSE | FALSE | FALSE | FALSE | FALSE | FALSE | FALSE | FALSE | FALSE | FALSE | FALSE | TRUE | FALSE | TRUE
26 | TA-01-00457 | TA-01-01064 | T-61-4105 | T A L P Y K L O S | 2025.03 | 2035.03 | 10 | 2022.12 | 2027.12 | 5 | FALSE | FALSE | FALSE | FALSE | FALSE | FALSE | FALSE | FALSE | FALSE | FALSE | FALSE | FALSE | FALSE | FALSE | FALSE | FALSE | FALSE | FALSE | FALSE | FALSE | FALSE | FALSE | FALSE | FALSE | FALSE | FALSE | FALSE | FALSE | FALSE | FALSE | FALSE | FALSE | FALSE | FALSE | FALSE | TRUE
27 | TA-01-00458 | TA-01-01065 | T-61-4106 | T A L P Y K L O S |  | 2025.11.30 |  | 2022.12 | 2027.12 | 5 | FALSE | FALSE | FALSE | FALSE | FALSE | FALSE | FALSE | FALSE | FALSE | FALSE | FALSE | FALSE | FALSE | FALSE | FALSE | FALSE | FALSE | FALSE | FALSE | FALSE | FALSE | FALSE | FALSE | FALSE | FALSE | FALSE | FALSE | FALSE | FALSE | FALSE | FALSE | FALSE | FALSE | FALSE | FALSE | TRUE
4 | TA-01-00459 | TA-01-01066 | T-07-1401 | T A L P Y K L O S | 2023.06 | 2033.06 | 10 | 2022.02 | 2027.02 | 5 | FALSE | FALSE | FALSE | FALSE | FALSE | FALSE | FALSE | FALSE | FALSE | FALSE | FALSE | FALSE | FALSE | FALSE | FALSE | FALSE | FALSE | FALSE | FALSE | FALSE | FALSE | FALSE | FALSE | FALSE | FALSE | TRUE | FALSE | FALSE | FALSE | FALSE | FALSE | FALSE | FALSE | FALSE | FALSE | FALSE
5 | TA-01-00460 | TA-01-01067 | T-07-1402 | T A L P Y K L O S | 2022.04 | 2027.04 | 5 | 2021.11 | 2026.11 | 5 | FALSE | FALSE | FALSE | FALSE | FALSE | FALSE | FALSE | FALSE | FALSE | FALSE | FALSE | FALSE | FALSE | FALSE | FALSE | FALSE | FALSE | FALSE | FALSE | FALSE | FALSE | FALSE | TRUE | FALSE | FALSE | FALSE | FALSE | TRUE | FALSE | FALSE | FALSE | FALSE | FALSE | FALSE | FALSE | FALSE
6 | TA-01-00461 | TA-01-01068 | T-07-1403 | T A L P Y K L O S | 2024.11 | 2034.11 | 10 | 2025.06 | 2030.06 | 5 | FALSE | FALSE | FALSE | FALSE | FALSE | FALSE | FALSE | FALSE | FALSE | FALSE | FALSE | FALSE | FALSE | FALSE | FALSE | FALSE | FALSE | FALSE | FALSE | FALSE | FALSE | FALSE | FALSE | FALSE | FALSE | FALSE | FALSE | FALSE | FALSE | FALSE | FALSE | FALSE | FALSE | FALSE | FALSE | FALSE
7 | TA-01-00462 | TA-01-01069 | T-07-1404 | T A L P Y K L O S | 2024.01 | 2029.01 | 5 | 2022.04 | 2027.04 | 5 | FALSE | FALSE | FALSE | FALSE | FALSE | FALSE | FALSE | FALSE | FALSE | FALSE | FALSE | FALSE | FALSE | FALSE | FALSE | FALSE | FALSE | FALSE | FALSE | FALSE | FALSE | FALSE | FALSE | FALSE | FALSE | FALSE | FALSE | TRUE | FALSE | FALSE | FALSE | FALSE | FALSE | FALSE | FALSE | FALSE
16 | TA-01-00463 | TA-01-01070 | T-08-7105A | T A L P Y K L O S | 2024.03 | 2034.03 | 10 | 2022.11 | 2027.11 | 5 | FALSE | FALSE | FALSE | FALSE | FALSE | FALSE | FALSE | FALSE | FALSE | FALSE | FALSE | FALSE | FALSE | FALSE | FALSE | FALSE | FALSE | FALSE | FALSE | FALSE | FALSE | FALSE | FALSE | FALSE | FALSE | FALSE | FALSE | FALSE | FALSE | FALSE | FALSE | FALSE | FALSE | FALSE | TRUE | FALSE
17 | TA-01-00464 | TA-01-01071 | T-08-7105B | T A L P Y K L O S | 2022.04 | 2027.04 | 5 | 2022.11 | 2027.11 | 5 | FALSE | FALSE | FALSE | FALSE | FALSE | FALSE | FALSE | FALSE | FALSE | FALSE | FALSE | FALSE | FALSE | FALSE | FALSE | FALSE | FALSE | FALSE | FALSE | FALSE | FALSE | FALSE | FALSE | FALSE | FALSE | FALSE | FALSE | TRUE | FALSE | FALSE | FALSE | FALSE | FALSE | FALSE | TRUE | FALSE
42 | TA-01-00465 | TA-01-01072 | T-06-5111 | T A L P Y K L O S | 2022.12 | 2032.12 | 10 | 2021.08 | 2026.08 | 5 | FALSE | FALSE | FALSE | FALSE | FALSE | FALSE | FALSE | FALSE | FALSE | FALSE | FALSE | FALSE | FALSE | FALSE | FALSE | FALSE | FALSE | FALSE | FALSE | TRUE | FALSE | FALSE | FALSE | FALSE | FALSE | FALSE | FALSE | FALSE | FALSE | FALSE | FALSE | FALSE | FALSE | FALSE | FALSE | FALSE
35 | TA-01-00693 | TA-01-01350 | T-27-2701 | T A L P Y K L O S | 2024.07 | 2026.07 | 2 | 2023.10 | 2028.10 | 5 | FALSE | FALSE | FALSE | FALSE | FALSE | FALSE | FALSE | FALSE | FALSE | FALSE | FALSE | FALSE | FALSE | FALSE | FALSE | FALSE | FALSE | FALSE | TRUE | FALSE | FALSE | FALSE | FALSE | FALSE | FALSE | FALSE | FALSE | FALSE | FALSE | FALSE | FALSE | FALSE | FALSE | FALSE | FALSE | FALSE
36 | TA-01-00694 | TA-01-01351 | T-27-2702 | T A L P Y K L O S | 2022.08 | 2026.01 | 2 | 2024.06 | 2026.06 | 2 | FALSE | FALSE | FALSE | FALSE | FALSE | FALSE | FALSE | FALSE | FALSE | FALSE | FALSE | FALSE | TRUE | FALSE | FALSE | FALSE | FALSE | TRUE | FALSE | FALSE | FALSE | FALSE | FALSE | FALSE | FALSE | FALSE | FALSE | FALSE | FALSE | FALSE | FALSE | FALSE | FALSE | FALSE | FALSE | FALSE
37 | TA-01-00695 | TA-01-01352 | T-27-2703 | T A L P Y K L O S | 2024.03 | 2026.03 | 2 | 2024.12 | 2025.12 | 1 | FALSE | FALSE | FALSE | FALSE | FALSE | FALSE | FALSE | FALSE | FALSE | FALSE | FALSE | TRUE | FALSE | FALSE | TRUE | FALSE | FALSE | FALSE | FALSE | FALSE | FALSE | FALSE | FALSE | FALSE | FALSE | FALSE | FALSE | FALSE | FALSE | FALSE | FALSE | FALSE | FALSE | FALSE | FALSE | FALSE
38 | TA-01-00696 | TA-01-01353 | T-27-2704 | T A L P Y K L O S | 2024.11 | 2026.11 | 2 | 2022.08 | 2025.08 | 3 | FALSE | FALSE | FALSE | FALSE | FALSE | FALSE | FALSE | TRUE | FALSE | FALSE | FALSE | FALSE | FALSE | FALSE | FALSE | FALSE | FALSE | FALSE | FALSE | FALSE | FALSE | FALSE | TRUE | FALSE | FALSE | FALSE | FALSE | FALSE | FALSE | FALSE | FALSE | FALSE | FALSE | FALSE | FALSE | FALSE
39 | TA-01-00701 | TA-01-01358 | T-34-7101 | T A L P Y K L O S | 2024.11 | 2034.11 | 10 | 2023.10 | 2028.10 | 5 | FALSE | FALSE | FALSE | FALSE | FALSE | FALSE | FALSE | FALSE | FALSE | FALSE | FALSE | FALSE | FALSE | FALSE | FALSE | FALSE | FALSE | FALSE | FALSE | FALSE | FALSE | FALSE | FALSE | FALSE | FALSE | FALSE | FALSE | FALSE | FALSE | FALSE | FALSE | FALSE | FALSE | FALSE | FALSE | FALSE
40 | TA-01-00702 | TA-01-01359 | T-34-7102 | T A L P Y K L O S | 2024.04 | 2034.04 | 10 | 2021.10 | 2026.10 | 5 | FALSE | FALSE | FALSE | FALSE | FALSE | FALSE | FALSE | FALSE | FALSE | FALSE | FALSE | FALSE | FALSE | FALSE | FALSE | FALSE | FALSE | FALSE | FALSE | FALSE | FALSE | TRUE | FALSE | FALSE | FALSE | FALSE | FALSE | FALSE | FALSE | FALSE | FALSE | FALSE | FALSE | FALSE | FALSE | FALSE
41 | TA-01-00703 | TA-01-01360 | T-34-7103 | T A L P Y K L O S | 2023.11 | 2033.11 | 10 | 2021.10 | 2026.10 | 5 | FALSE | FALSE | FALSE | FALSE | FALSE | FALSE | FALSE | FALSE | FALSE | FALSE | FALSE | FALSE | FALSE | FALSE | FALSE | FALSE | FALSE | FALSE | FALSE | FALSE | FALSE | TRUE | FALSE | FALSE | FALSE | FALSE | FALSE | FALSE | FALSE | FALSE | FALSE | FALSE | FALSE | FALSE | FALSE | FALSE
43 | TA-01-01017 | TA-01-01804 | T-27-5101 | T A L P Y K L O S | 2024.03 | 2034.03 | 10 | 2024.04 | 2029.04 | 5 | FALSE | FALSE | FALSE | FALSE | FALSE | FALSE | FALSE | FALSE | FALSE | FALSE | FALSE | FALSE | FALSE | FALSE | FALSE | FALSE | FALSE | FALSE | FALSE | FALSE | FALSE | FALSE | FALSE | FALSE | FALSE | FALSE | FALSE | FALSE | FALSE | FALSE | FALSE | FALSE | FALSE | FALSE | FALSE | FALSE
44 | TA-01-01018 | TA-01-01805 | T-27-5102 | T A L P Y K L O S | 2023.08 | 2033.08 | 10 | 2023.09 | 2028.09 | 5 | FALSE | FALSE | FALSE | FALSE | FALSE | FALSE | FALSE | FALSE | FALSE | FALSE | FALSE | FALSE | FALSE | FALSE | FALSE | FALSE | FALSE | FALSE | FALSE | FALSE | FALSE | FALSE | FALSE | FALSE | FALSE | FALSE | FALSE | FALSE | FALSE | FALSE | FALSE | FALSE | FALSE | FALSE | FALSE | FALSE
47 | TA-01-01760 | TA-01-02759 | T-61-4107 | T A L P Y K L O S | 2024.02 | 2034.02 | 10 | 2022.07 | 2027.07 | 5 | FALSE | FALSE | FALSE | FALSE | FALSE | FALSE | FALSE | FALSE | FALSE | FALSE | FALSE | FALSE | FALSE | FALSE | FALSE | FALSE | FALSE | FALSE | FALSE | FALSE | FALSE | FALSE | FALSE | FALSE | FALSE | FALSE | FALSE | FALSE | FALSE | FALSE | TRUE | FALSE | FALSE | FALSE | FALSE | FALSE
48 | TA-01-01761 | TA-01-02760 | T-61-4108 | T A L P Y K L O S | 2024.12 | 2034.12 | 10 | 2022.07 | 2027.07 | 5 | FALSE | FALSE | FALSE | FALSE | FALSE | FALSE | FALSE | FALSE | FALSE | FALSE | FALSE | FALSE | FALSE | FALSE | FALSE | FALSE | FALSE | FALSE | FALSE | FALSE | FALSE | FALSE | FALSE | FALSE | FALSE | FALSE | FALSE | FALSE | FALSE | FALSE | TRUE | FALSE | FALSE | FALSE | FALSE | FALSE
46 | TA-01-01966 | TA-01-03288 | T-27-5104 | T A L P Y K L O S | 2023.09 | 2033.09 | 10 | 2022.11 | 2027.11 | 5 | FALSE | FALSE | FALSE | FALSE | FALSE | FALSE | FALSE | FALSE | FALSE | FALSE | FALSE | FALSE | FALSE | FALSE | FALSE | FALSE | FALSE | FALSE | FALSE | FALSE | FALSE | FALSE | FALSE | FALSE | FALSE | FALSE | FALSE | FALSE | FALSE | FALSE | FALSE | FALSE | FALSE | FALSE | TRUE | FALSE
45 | TA-01-01967 | TA-01-03289 | T-27-5103 | T A L P Y K L O S | 2025.06 | 2035.06 | 10 | 2022.11 | 2027.11 | 5 | FALSE | FALSE | FALSE | FALSE | FALSE | FALSE | FALSE | FALSE | FALSE | FALSE | FALSE | FALSE | FALSE | FALSE | FALSE | FALSE | FALSE | FALSE | FALSE | FALSE | FALSE | FALSE | FALSE | FALSE | FALSE | FALSE | FALSE | FALSE | FALSE | FALSE | FALSE | FALSE | FALSE | FALSE | TRUE | FALSE
49 | TA-01-02047 | TA-01-03604 | T-61-4109 | T A L P Y K L O S | 2021.12 | 2031.12 | 10 | 2021.12 | 2026.12 | 5 | FALSE | FALSE | FALSE | FALSE | FALSE | FALSE | FALSE | FALSE | FALSE | FALSE | FALSE | FALSE | FALSE | FALSE | FALSE | FALSE | FALSE | FALSE | FALSE | FALSE | FALSE | FALSE | FALSE | TRUE | FALSE | FALSE | FALSE | FALSE | FALSE | FALSE | FALSE | FALSE | FALSE | FALSE | FALSE | FALSE
50 | TA-01-02048 | TA-01-03605 | T-61-4110 | T A L P Y K L O S | 2021.12 | 2031.12 | 10 | 2021.12 | 2026.12 | 5 | FALSE | FALSE | FALSE | FALSE | FALSE | FALSE | FALSE | FALSE | FALSE | FALSE | FALSE | FALSE | FALSE | FALSE | FALSE | FALSE | FALSE | FALSE | FALSE | FALSE | FALSE | FALSE | FALSE | TRUE | FALSE | FALSE | FALSE | FALSE | FALSE | FALSE | FALSE | FALSE | FALSE | FALSE | FALSE | FALSE
18 | TA-01-02063 | TA-01-03661 | T-08-7111 | T A L P Y K L O S | 2021.07 | 2031.07 | 10 | 2021.11 | 2026.11 | 5 | FALSE | FALSE | FALSE | FALSE | FALSE | FALSE | FALSE | FALSE | FALSE | FALSE | FALSE | FALSE | FALSE | FALSE | FALSE | FALSE | FALSE | FALSE | FALSE | FALSE | FALSE | FALSE | TRUE | FALSE | FALSE | FALSE | FALSE | FALSE | FALSE | FALSE | FALSE | FALSE | FALSE | FALSE | FALSE | FALSE
19 | TA-01-02064 | TA-01-03662 | T-08-7112 | T A L P Y K L O S | 2021.07 | 2031.07 | 10 | 2021.11 | 2026.11 | 5 | FALSE | FALSE | FALSE | FALSE | FALSE | FALSE | FALSE | FALSE | FALSE | FALSE | FALSE | FALSE | FALSE | FALSE | FALSE | FALSE | FALSE | FALSE | FALSE | FALSE | FALSE | FALSE | TRUE | FALSE | FALSE | FALSE | FALSE | FALSE | FALSE | FALSE | FALSE | FALSE | FALSE | FALSE | FALSE | FALSE
28 | TA-01-02079 | TA-01-03684 | T-73-6101 | T A L P Y K L O S | 2022.07 | 2032.07 | 10 | 2021.02 | 2026.02 | 5 | FALSE | FALSE | FALSE | FALSE | FALSE | FALSE | FALSE | FALSE | FALSE | FALSE | FALSE | FALSE | FALSE | TRUE | FALSE | FALSE | FALSE | FALSE | FALSE | FALSE | FALSE | FALSE | FALSE | FALSE | FALSE | FALSE | FALSE | FALSE | FALSE | FALSE | FALSE | FALSE | FALSE | FALSE | FALSE | FALSE
29 | TA-01-02080 | TA-01-03685 | T-73-6102 | T A L P Y K L O S | 2022.07 | 2032.07 | 10 | 2021.02 | 2026.02 | 5 | FALSE | FALSE | FALSE | FALSE | FALSE | FALSE | FALSE | FALSE | FALSE | FALSE | FALSE | FALSE | FALSE | TRUE | FALSE | FALSE | FALSE | FALSE | FALSE | FALSE | FALSE | FALSE | FALSE | FALSE | FALSE | FALSE | FALSE | FALSE | FALSE | FALSE | FALSE | FALSE | FALSE | FALSE | FALSE | FALSE
30 | TA-01-02081 | TA-01-03686 | T-73-6103 | T A L P Y K L O S | 2022.07 | 2032.07 | 10 | 2021.02 | 2026.02 | 5 | FALSE | FALSE | FALSE | FALSE | FALSE | FALSE | FALSE | FALSE | FALSE | FALSE | FALSE | FALSE | FALSE | TRUE | FALSE | FALSE | FALSE | FALSE | FALSE | FALSE | FALSE | FALSE | FALSE | FALSE | FALSE | FALSE | FALSE | FALSE | FALSE | FALSE | FALSE | FALSE | FALSE | FALSE | FALSE | FALSE
31 | TA-01-02082 | TA-01-03687 | T-73-6104 | T A L P Y K L O S | 2022.07 | 2032.07 | 10 | 2021.02 | 2026.02 | 5 | FALSE | FALSE | FALSE | FALSE | FALSE | FALSE | FALSE | FALSE | FALSE | FALSE | FALSE | FALSE | FALSE | TRUE | FALSE | FALSE | FALSE | FALSE | FALSE | FALSE | FALSE | FALSE | FALSE | FALSE | FALSE | FALSE | FALSE | FALSE | FALSE | FALSE | FALSE | FALSE | FALSE | FALSE | FALSE | FALSE
32 | TA-01-02083 | TA-01-03688 | T-73-6105 | T A L P Y K L O S | 2022.08 | 2032.08 | 10 | 2021.02 | 2026.02 | 5 | FALSE | FALSE | FALSE | FALSE | FALSE | FALSE | FALSE | FALSE | FALSE | FALSE | FALSE | FALSE | FALSE | TRUE | FALSE | FALSE | FALSE | FALSE | FALSE | FALSE | FALSE | FALSE | FALSE | FALSE | FALSE | FALSE | FALSE | FALSE | FALSE | FALSE | FALSE | FALSE | FALSE | FALSE | FALSE | FALSE
33 | TA-01-02084 | TA-01-03689 | T-73-6106 | T A L P Y K L O S | 2022.08 | 2032.08 | 10 | 2021.02 | 2026.02 | 5 | FALSE | FALSE | FALSE | FALSE | FALSE | FALSE | FALSE | FALSE | FALSE | FALSE | FALSE | FALSE | FALSE | TRUE | FALSE | FALSE | FALSE | FALSE | FALSE | FALSE | FALSE | FALSE | FALSE | FALSE | FALSE | FALSE | FALSE | FALSE | FALSE | FALSE | FALSE | FALSE | FALSE | FALSE | FALSE | FALSE
34 | TA-01-02085 | TA-01-03690 | T-73-6107 | T A L P Y K L O S | 2022.08 | 2032.08 | 10 | 2021.02 | 2026.02 | 5 | FALSE | FALSE | FALSE | FALSE | FALSE | FALSE | FALSE | FALSE | FALSE | FALSE | FALSE | FALSE | FALSE | TRUE | FALSE | FALSE | FALSE | FALSE | FALSE | FALSE | FALSE | FALSE | FALSE | FALSE | FALSE | FALSE | FALSE | FALSE | FALSE | FALSE | FALSE | FALSE | FALSE | FALSE | FALSE | FALSE
53 | TA-01-02155 | TA-01-03906 | T-91-9101 | T A L P Y K L O S | 2024.03 | 2034.03 | 10 | 2022.07 | 2027.07 | 5 | FALSE | FALSE | FALSE | FALSE | FALSE | FALSE | FALSE | FALSE | FALSE | FALSE | FALSE | FALSE | FALSE | FALSE | FALSE | FALSE | FALSE | FALSE | FALSE | FALSE | FALSE | FALSE | FALSE | FALSE | FALSE | FALSE | FALSE | FALSE | FALSE | FALSE | TRUE | FALSE | FALSE | FALSE | FALSE | FALSE
54 | TA-01-02156 | TA-01-03907 | T-91-9102 | T A L P Y K L O S | 2024.02 | 2034.02 | 10 | 2022.07 | 2027.07 | 5 | FALSE | FALSE | FALSE | FALSE | FALSE | FALSE | FALSE | FALSE | FALSE | FALSE | FALSE | FALSE | FALSE | FALSE | FALSE | FALSE | FALSE | FALSE | FALSE | FALSE | FALSE | FALSE | FALSE | FALSE | FALSE | FALSE | FALSE | FALSE | FALSE | FALSE | TRUE | FALSE | FALSE | FALSE | FALSE | FALSE
55 | TA-01-02157 | TA-01-03908 | T-91-9103 | T A L P Y K L O S | 2024.03 | 2034.03 | 10 | 2022.07 | 2027.07 | 5 | FALSE | FALSE | FALSE | FALSE | FALSE | FALSE | FALSE | FALSE | FALSE | FALSE | FALSE | FALSE | FALSE | FALSE | FALSE | FALSE | FALSE | FALSE | FALSE | FALSE | FALSE | FALSE | FALSE | FALSE | FALSE | FALSE | FALSE | FALSE | FALSE | FALSE | TRUE | FALSE | FALSE | FALSE | FALSE | FALSE
56 | TA-01-02158 | TA-01-03909 | T-91-9104 | T A L P Y K L O S | 2024.04 | 2034.04 | 10 | 2022.07 | 2027.07 | 5 | FALSE | FALSE | FALSE | FALSE | FALSE | FALSE | FALSE | FALSE | FALSE | FALSE | FALSE | FALSE | FALSE | FALSE | FALSE | FALSE | FALSE | FALSE | FALSE | FALSE | FALSE | FALSE | FALSE | FALSE | FALSE | FALSE | FALSE | FALSE | FALSE | FALSE | TRUE | FALSE | FALSE | FALSE | FALSE | FALSE
57 | TA-01-02159 | TA-01-03910 | T-92-9211 | T A L P Y K L O S | 2023.10 | 2033.10 | 10 | 2022.08 | 2027.08 | 5 | FALSE | FALSE | FALSE | FALSE | FALSE | FALSE | FALSE | FALSE | FALSE | FALSE | FALSE | FALSE | FALSE | FALSE | FALSE | FALSE | FALSE | FALSE | FALSE | FALSE | FALSE | FALSE | FALSE | FALSE | FALSE | FALSE | FALSE | FALSE | FALSE | FALSE | FALSE | TRUE | FALSE | FALSE | FALSE | FALSE
58 | TA-01-02160 | TA-01-03911 | T-92-9212 | T A L P Y K L O S | 2024.02 | 2034.02 | 10 | 2022.08 | 2027.08 | 5 | FALSE | FALSE | FALSE | FALSE | FALSE | FALSE | FALSE | FALSE | FALSE | FALSE | FALSE | FALSE | FALSE | FALSE | FALSE | FALSE | FALSE | FALSE | FALSE | FALSE | FALSE | FALSE | FALSE | FALSE | FALSE | FALSE | FALSE | FALSE | FALSE | FALSE | FALSE | TRUE | FALSE | FALSE | FALSE | FALSE
59 | TA-01-02161 | TA-01-03912 | T-92-9213 | T A L P Y K L O S | 2024.02 | 2034.02 | 10 | 2022.08 | 2027.08 | 5 | FALSE | FALSE | FALSE | FALSE | FALSE | FALSE | FALSE | FALSE | FALSE | FALSE | FALSE | FALSE | FALSE | FALSE | FALSE | FALSE | FALSE | FALSE | FALSE | FALSE | FALSE | FALSE | FALSE | FALSE | FALSE | FALSE | FALSE | FALSE | FALSE | FALSE | FALSE | TRUE | FALSE | FALSE | FALSE | FALSE
60 | TA-01-02162 | TA-01-03913 | T-92-9214 | T A L P Y K L O S | 2024.05 | 2034.05 | 10 | 2022.08 | 2027.08 | 5 | FALSE | FALSE | FALSE | FALSE | FALSE | FALSE | FALSE | FALSE | FALSE | FALSE | FALSE | FALSE | FALSE | FALSE | FALSE | FALSE | FALSE | FALSE | FALSE | FALSE | FALSE | FALSE | FALSE | FALSE | FALSE | FALSE | FALSE | FALSE | FALSE | FALSE | FALSE | TRUE | FALSE | FALSE | FALSE | FALSE
61 | TA-01-02163 | TA-01-03914 | T-92-9215 | T A L P Y K L O S | 2024.04 | 2034.04 | 10 | 2022.08 | 2027.08 | 5 | FALSE | FALSE | FALSE | FALSE | FALSE | FALSE | FALSE | FALSE | FALSE | FALSE | FALSE | FALSE | FALSE | FALSE | FALSE | FALSE | FALSE | FALSE | FALSE | FALSE | FALSE | FALSE | FALSE | FALSE | FALSE | FALSE | FALSE | FALSE | FALSE | FALSE | FALSE | TRUE | FALSE | FALSE | FALSE | FALSE
62 | TA-01-02164 | TA-01-03915 | T-92-9216 | T A L P Y K L O S | 2024.04 | 2034.04 | 10 | 2022.08 | 2027.08 | 5 | FALSE | FALSE | FALSE | FALSE | FALSE | FALSE | FALSE | FALSE | FALSE | FALSE | FALSE | FALSE | FALSE | FALSE | FALSE | FALSE | FALSE | FALSE | FALSE | FALSE | FALSE | FALSE | FALSE | FALSE | FALSE | FALSE | FALSE | FALSE | FALSE | FALSE | FALSE | TRUE | FALSE | FALSE | FALSE | FALSE

## VA (hidden)
No. | Asset code | Asset ID | TAG | Next date | Asset | Date Last | Frequency | Co | Duration (days) | Meter Type | Interval | J.m.
1 | 09_01_668703 | SI-01-03963 | FGS-1 | 2025-10-21 | Dujų filtras FGS-1 (reg. Nr. SI-01-03963) | 2021-10-22 | 4 | year | 1 | Periodic |  |  | SI VA
2 | 09_01_670392 | SI-01-03964 | FGS-2 | 2025-10-19 | Dujų filtras FGS-2 (reg. Nr. SI-01-03964) | 2021-10-22 | 4 | year | 1 | Periodic |  |  | SI VA
3 | 28_01_999005 | SI-01-03928 | V-04-1101 | 2026-03-26 | Buferinis indas | 2022-03-16 | 4 | year | 1 | Periodic |  |  | SI VA
4 | 28_01_016772 | SI-01-03930 | V-04-1102 | 2026-04-27 | Buferinis indas | 2022-04-27 | 4 | year | 1 | Periodic |  |  | SI VA
5 | 22_01_568056 | SI-01-03931 | E-04-1101 | 2026-04-27 | Šilumokaitis | 2021-10-25 | 4 | year | 1 | Periodic |  |  | SI VA
6 | 22_01_214556 | SI-01-03958 | E-04-1102 | 2028-07-24 | Šilumokaitis | 2025-07-24 | 4 | year | 1 | Periodic |  |  | SI VA
7 | 22_01_587016 | SI-01-03959 | E-04-1103 | 2029-05-12 | Šilumokaitis | 2025-05-12 | 4 | year | 1 | Periodic |  |  | SI VA
8 | 22_01_095619 | SI-01-03960 | E-04-1104 | 2028-07-24 | Šilumokaitis | 2025-07-24 | 4 | year | 1 | Periodic |  |  | SI VA
9 | 22_01_106126 | SI-01-03961 | E-04-1105 | 2026-04-27 | Šilumokaitis | 2021-10-25 | 54 | month | 1 | Periodic |  |  | SI VA
10 | 22_01_094236 | SI-01-03962 | E-04-1106 | 2026-04-27 | Šilumokaitis | 2021-10-25 | 54 | month | 1 | Periodic |  |  | SI VA
11 | 22_01_021316 | SI-01-10795 | E-04-1107 C/S | 2028-06-19 | Šilumokaitis | 2024-06-19 | 4 | year | 1 | Periodic |  |  | SI VA
12 | 18_01_847750 | SI-01-08912 | 18JG-95642 | 2029-09-24 | Nuorintuvas 18JG-95642 | 2025-09-24 | 4 | year | 1 | Periodic |  |  | SI VA
13 | 18_01_158691 | SI-01-08913 | 18JG-95640 | 2029-09-24 | Nuorintuvas 18JG-95640 | 2025-09-24 | 4 | year | 1 | Periodic |  |  | SI VA
14 | 18_01_094584 | SI-01-08914 | 18JG-95641 | 2029-09-30 | Nuorintuvas 18JG-95641 | 2025-09-24 | 4 | year | 1 | Periodic |  |  | SI VA
15 | 18_01_948720 | SI-01-10413 | 18PB-157919 | 2026-09-14 | Nuorintuvas 18PB-157919 | 2022-09-14 | 4 | year | 1 | Periodic |  |  | SI VA
16 | 18_01_840439 | SI-01-10953 | 18RH-171289 | 2027-06-13 | Nuorintuvas 18RH-171289 | 2023-06-13 | 4 | year | 1 | Periodic |  |  | SI VA
17 | 18_01_800445 | SI-01-10954 | 18SH-171691 | 2028-07-23 | Nuorintuvas 18SH-171691 | 2024-07-23 | 4 | year | 1 | Periodic |  |  | SI VA
18 | 18_01_993995 | SI-01-10955 | 18SH-171690 | 2028-06-19 | Nuorintuvas 18SH-171690 | 2024-06-19 | 4 | year | 1 | Periodic |  |  | SI VA
19 | 18_01_973361 | SI-01-10956 | 18RH-171290 | 2027-06-13 | Nuorintuvas 18RH-171290 | 2023-06-13 | 4 | year | 1 | Periodic |  |  | SI VA
20 | 28_00_267966 | SI-01-16622 | V-54-001 | 2025-03-31 | Tarpinė talpa V-54-001 | 2021-03-31 | 4 | year | 1 | Periodic |  |  | SI VA
21 | 05_01_827374 | SI-02-01865 | V-06-5102 | 2025-10-24 | Deaeratorius V-06-5102 0.42 MPa (reg. Nr. SI-02-01865) | 2017-10-24 | 8 | year | 1 | Periodic |  |  | SI VA
22 | 28_01_830307 | SI-02-01864 | Z-44-8101 | 2030-04-06 | Suspausto oro resiveris V-15m3 | 2022-04-06 | 8 | year | 1 | Periodic |  |  | SI VA
1 | 29_01_096551 | TA-01-00459 | T-07-1401 | 2033-06-14 | Vertikali cilindrinė talpykla T-07-1401 (20 000 m3) | 2023-06-14 | 10 | year | 1 | Periodic |  |  | TA VA
2 | 29_01_500120 | TA-01-00460 | T-07-1402 | 2027-04-27 | Vertikali cilindrinė talpykla T-07-1402 (20 000 m3) | 2022-04-27 | 5 | year | 1 | Periodic |  |  | TA VA
3 | 29_01_900849 | TA-01-00461 | T-07-1403 | 2034-11-28 | Vertikali cilindrinė talpykla T-07-1403 (20 000 m3) | 2024-11-28 | 10 | year | 1 | Periodic |  |  | TA VA
4 | 29_01_458679 | TA-01-00462 | T-07-1404 | 2029-01-23 | Vertikali cilindrinė talpykla T-07-1404 (20 000 m3) | 2024-01-23 | 5 | year | 1 | Periodic |  |  | TA VA
5 | 29_01_615369 | TA-01-00449 | T-03-2101 | 2028-04-09 | Vertikali cilindrinė talpykla T-03-2101 (20 000 m3) | 2023-03-21 | 5 | year | 1 | Periodic |  |  | TA VA
6 | 29_01_255387 | TA-01-00450 | T-03-2102 | 2028-03-27 | Vertikali cilindrinė talpykla T-03-2102 (20 000 m3) | 2023-03-24 | 5 | year | 1 | Periodic |  |  | TA VA
7 | 29_01_103121 | TA-01-00245 | T-01-1301 | 2034-10-11 | Vertikali cilindrinė talpykla T-01-1301, 20 000 m3 | 2024-10-11 | 10 | year | 1 | Periodic |  |  | TA VA
8 | 29_01_398558 | TA-01-00246 | T-01-1302 | 2025-12-11 | Vertikali cilindrinė talpykla T-01-1302 (20 000 m3) | 2024-12-11 | 5 | year | 1 | Periodic |  |  | TA VA
9 | 29_01_757578 | TA-01-00247 | T-01-1303 | 2034-05-03 | Vertikali cilindrinė talpykla T-01-1303 (20 000 m3) | 2024-05-03 | 10 | year | 1 | Periodic |  |  | TA VA
10 | 29_01_692634 | TA-01-00248 | T-01-1304 | 2034-12-11 | Vertikali cilindrinė talpykla T-01-1304 (20 000 m3) | 2024-12-11 | 10 | year | 1 | Periodic |  |  | TA VA
11 | 29_01_638098 | TA-01-00249 | T-01-1305 | 2035-05-09 | Vertikali cilindrinė talpykla T-01-1305 (20 000 m3) | 2025-05-09 | 10 | year | 1 | Periodic |  |  | TA VA
12 | 29_01_289639 | TA-01-00250 | T-01-1306 | 2034-11-28 | Vertikali cilindrinė talpykla T-01-1306 (20 000 m3) | 2024-11-28 | 10 | year | 1 | Periodic |  |  | TA VA
13 | 29_01_358931 | TA-01-00463 | T-08-7105A | 2034-03-28 | Talpykla 80 | 2024-03-28 | 10 | year | 1 | Periodic |  |  | TA VA
14 | 29_01_923175 | TA-01-00464 | T-08-7105B | 2027-04-27 | Talpykla 80 | 2022-04-27 | 5 | year | 1 | Periodic |  |  | TA VA
15 | 29_01_504226 | TA-01-02063 | T-08-7111 | 2031-07-15 | Bitumo talpykla 4200 m3 | 2021-07-15 | 10 | year | 1 | Periodic |  |  | TA VA
16 | 29_01_144753 | TA-01-02064 | T-08-7112 | 2031-07-15 | Bitumo talpykla 4200 m3 | 2021-07-15 | 10 | year | 1 | Periodic |  |  | TA VA
17 | 29_01_365353 | TA-01-00451 | T-60-4101 | 2027-11-24 | Vertikali cilindrinė talpykla T-60-4101 (10 000 m3) | 2022-11-28 | 5 | year | 1 | Periodic |  |  | TA VA
18 | 29_01_829335 | TA-01-00452 | T-60-4102 | 2033-05-24 | Talpykla T-60-4102, 10 000 m3 | 2023-05-24 | 10 | year | 1 | Periodic |  |  | TA VA
19 | 29_01_681126 | TA-01-00453 | T-60-4111 | 2026-05-30 | Talpykla T-60-4111, 10 000 m3 | 2021-05-12 | 5 | year | 1 | Periodic |  |  | TA VA
20 | 29_01_677026 | TA-01-00454 | T-60-4112 | 2026-05-30 | Talpykla T-60-4112, 10 000 m3 | 2021-05-12 | 5 | year | 1 | Periodic |  |  | TA VA
21 | 29_01_246712 | TA-01-00455 | T-61-4103 | 2035-02-19 | Vertikali cilindrinė talpykla T-61-4103 (5 000m3) | 2025-02-19 | 10 | year | 1 | Periodic |  |  | TA VA
22 | 29_01_433804 | TA-01-00456 | T-61-4104 | 2027-10-24 | Talpykla 5 000 | 2022-10-27 | 5 | year | 1 | Periodic |  |  | TA VA
23 | 29_01_532407 | TA-01-00457 | T-61-4105 | 2035-02-25 | Vertikali cilindrinė talpykla T-61-4105 (5 000 m3) | 2025-03-25 | 10 | year | 1 | Periodic |  |  | TA VA
24 | 29_01_491508 | TA-01-00458 | T-61-4106 | 2025-06-11 | Vertikali cilindrinė talpykla T-61-4106 (5000 m3) | 2020-06-11 | 5 | year | 1 | Periodic |  |  | TA VA
25 | 29_01_050873 | TA-01-02079 | T-73-6101 | 2027-07-28 | Talpykla 5000 m3 | 2022-07-28 | 10 | year | 1 | Periodic |  |  | TA VA
26 | 29_01_418723 | TA-01-02080 | T-73-6102 | 2027-07-28 | Talpykla 5000 m3 | 2022-07-28 | 10 | year | 1 | Periodic |  |  | TA VA
27 | 29_01_772196 | TA-01-02081 | T-73-6103 | 2027-07-28 | Talpykla 5000 m3 | 2022-07-28 | 10 | year | 1 | Periodic |  |  | TA VA
28 | 29_01_726834 | TA-01-02082 | T-73-6104 | 2027-07-28 | Talpykla 1400 m3 | 2022-07-28 | 10 | year | 1 | Periodic |  |  | TA VA
29 | 29_01_534875 | TA-01-02083 | T-73-6105 | 2032-08-18 | Talpykla 1400 m3 | 2022-08-18 | 10 | year | 1 | Periodic |  |  | TA VA
30 | 29_01_776175 | TA-01-02084 | T-73-6106 | 2032-08-18 | Talpykla 1400 m3 | 2022-08-18 | 10 | year | 1 | Periodic |  |  | TA VA
31 | 29_01_680390 | TA-01-02085 | T-73-6107 | 2032-08-18 | Talpykla 1400 m3 | 2022-08-18 | 10 | year | 1 | Periodic |  |  | TA VA
32 | 29_01_765294 | TA-01-00693 | T-27-2701 | 2026-07-23 | Vertikali cilindrinė talpykla T-27-2701 | 2024-07-23 | 2 | year | 1 | Periodic |  |  | TA VA
33 | 29_01_617988 | TA-01-00694 | T-27-2702 | 2026-01-13 | Vertikali cilindrinė talpykla T-27-2702 (5 000 m3) | 2025-01-13 | 2 | year | 1 | Periodic |  |  | TA VA
34 | 29_01_739715 | TA-01-00695 | T-27-2703 | 2026-03-08 | Vertikali cilindrinė talpykla T-27-2703 (5 000 m3) | 2024-03-08 | 2 | year | 1 | Periodic |  |  | TA VA
35 | 29_01_234190 | TA-01-00696 | T-27-2704 | 2026-11-08 | Vertikali cilindrinė talpykla T-27-2704 (5 000 m3) | 2023-11-08 | 2 | year | 1 | Periodic |  |  | TA VA
36 | 29_01_043347 | TA-01-00701 | T-34-7101 | 2034-11-28 | Vertikali cilindrinė talpykla (10 000 m3) | 2024-11-28 | 10 | year | 1 | Periodic |  |  | TA VA
37 | 29_01_723191 | TA-01-00702 | T-34-7102 | 2034-04-04 | Talpykla 10 000 | 2024-04-04 | 10 | year | 1 | Periodic |  |  | TA VA
38 | 29_01_073867 | TA-01-00703 | T-34-7103 | 2028-11-14 | Talpykla 10 000 | 2023-11-14 | 5 | year | 1 | Periodic |  |  | TA VA
39 | 29_01_291663 | TA-01-00465 | T-06-5111 | 2032-12-08 | Dyzelinio kuro talpykla T-06-5111 | 2022-12-08 | 10 | year | 1 | Periodic |  |  | TA VA
40 | 29_01_530408 | TA-01-01017 | T-27-5101 | 2034-03-08 | Vertikali cilindrinė talpykla T-27-5101 (33 250 m3) | 2024-03-08 | 10 | year | 1 | Periodic |  |  | TA VA
41 | 29_01_367344 | TA-01-01018 | T-27-5102 | 2033-08-24 | Talpykla V=33250 | 2023-08-24 | 10 | year | 1 | Periodic |  |  | TA VA
42 | 29_01_932704 | TA-01-01967 | T-27-5103 | 2035-06-17 | Vertikali cilindrinė talpykla T-27-5103 (33 250 m3) | 2025-06-17 | 5 | year | 1 | Periodic |  |  | TA VA
43 | 29_01_726297 | TA-01-01966 | T-27-5104 | 2033-09-20 | Talpykla V=33250 | 2023-09-20 | 10 | year | 1 | Periodic |  |  | TA VA
44 | 29_01_696628 | TA-01-01760 | T-61-4107 | 2034-02-01 | Vertikali cilindrinė talpykla T-61-4107 (100 m3, etanolis) | 2024-02-01 | 10 | year | 1 | Periodic |  |  | TA VA
45 | 29_01_135627 | TA-01-01761 | T-61-4108 | 2034-12-10 | Talpykla (RRME) 100 | 2024-12-10 | 10 | year | 1 | Periodic |  |  | TA VA
46 | 29_01_050895 | TA-01-02047 | T-61-4109 | 2026-12-20 | Talpykla (etanolio) 300 | 2021-12-21 | 10 | year | 1 | Periodic |  |  | TA VA
47 | 29_01_349812 | TA-01-02048 | T-61-4110 | 2031-12-10 | Talpykla (RRME) 400 | 2021-12-10 | 10 | year | 1 | Periodic |  |  | TA VA
48 | 29_01_733234 | TA-01-02155 | T-91-9101 | 2034-03-20 | Talpykla 20.000m3 | 2024-03-20 | 10 | year | 1 | Periodic |  |  | TA VA
49 | 29_01_316160 | TA-01-02156 | T-91-9102 | 2034-02-26 | Talpykla 20.000m3 | 2024-02-26 | 10 | year | 1 | Periodic |  |  | TA VA
50 | 29_01_054631 | TA-01-02157 | T-91-9103 | 2034-03-04 | Talpykla 20.000m3 | 2024-03-04 | 10 | year | 1 | Periodic |  |  | TA VA
51 | 29_01_384461 | TA-01-02158 | T-91-9104 | 2034-04-04 | Talpykla 20.000m3 | 2024-04-04 | 10 | year | 1 | Periodic |  |  | TA VA
52 | 29_01_909908 | TA-01-02159 | T-92-9211 | 2033-10-27 | Talpykla 10.000m3 | 2023-10-27 | 10 | year | 1 | Periodic |  |  | TA VA
53 | 29_01_889685 | TA-01-02160 | T-92-9212 | 2034-02-26 | Talpykla 10.000m3 | 2024-02-26 | 10 | year | 1 | Periodic |  |  | TA VA
54 | 29_01_894187 | TA-01-02161 | T-92-9213 | 2034-02-01 | Vertikali cilindrinė talpykla T-92-9213 (5 000 m3) | 2024-02-01 | 10 | year | 1 | Periodic |  |  | TA VA
55 | 29_01_186316 | TA-01-02162 | T-92-9214 | 2034-05-03 | Talpykla 5.000m3 | 2024-05-03 | 10 | year | 1 | Periodic |  |  | TA VA
56 | 29_01_337818 | TA-01-02163 | T-92-9215 | 2034-04-11 | Vertikali cilindrinė talpykla T-92-9215 (5 000 m3) | 2024-04-11 | 10 | year | 1 | Periodic |  |  | TA VA
57 | 29_01_970228 | TA-01-02164 | T-92-9216 | 2034-04-19 | Talpykla 5.000m3 | 2024-04-19 | 10 | year | 1 | Periodic |  |  | TA VA
3 | 14_00_00003A | SI-01-10383 | F-31201/1 | 2026-09-26 | Valymo įrenginio paleidimo kamera | 2022-09-15 | 4 | year | 1 | Periodic |  |  | SGD VA
4 | 14_00_00004A | SI-01-10384 | F-31201/2 | 2026-09-23 | Valymo įrenginio priėmimo kamera | 2022-09-23 | 4 | year | 1 | Periodic |  |  | SGD VA
5 | 12_00_00005A | SI-01-10396 | MLA-01 | 2026-07-28 | Aukšto slėgio gamtinių dujų iškrovimo rankovės | 2022-07-28 | 4 | year | 1 | Periodic |  |  | SGD VA
6 | 12_00_00006A | SI-01-10397 | MLA-02 | 2026-07-28 | Aukšto slėgio gamtinių dujų iškrovimo rankovės | 2022-07-28 | 4 | year | 1 | Periodic |  |  | SGD VA
1 | 23_01_236084 | SI-01-11086 | 77-S-30 (PS-77-S30) | 2028-12-17 | Siurblio modulis 77-S-30 | 2024-12-17 | 4 | year | 1 | Periodic
2 | 23_01_247699 | SI-01-11087 | 77-S-31 (PS-77-S31) | 2028-12-17 | Siurblio modulis 77-S-31 | 2024-12-17 | 4 | year | 1 | Periodic
3 | 23_01_967112 | SI-01-11088 | 77-S-32 (PS-77-S32) | 2028-12-17 | Siurblio modulis 77-S-32 | 2024-12-17 | 4 | year | 1 | Periodic
4 | 23_01_548707 | SI-01-11089 | 77-S-33 (PS-77-S33) | 2028-12-17 | Siurblio modulis 77-S-33 | 2024-12-17 | 4 | year | 1 | Periodic
1 | 10_01_465453 | KA-01-00435 | F-06-5101 (Katilas Nr.1) | 2027-08-13 | Garo katilas Nr.1 | 2025-08-13 | 4 | year | 1 | Periodic
2 | 10_01_528052 | KA-01-00437 | F-06-5103 (Katilas Nr.3) | 2028-10-11 | Garo katilas AA 22 (Nr.3) | 2024-10-11 | 4 | year | 1 | Periodic
3 | 10_01_749331 | KA-01-00436 | F-06-5102 (Katilas Nr.2) | 2026-01-17 | Garo katilas AA-90 (Nr.2) (reg. Nr. KA-01-00436) | 2022-01-17 15:22 | 4 | year | 1 | Periodic
1 | 06_01_777303 | DD-01-00066 | Z-32-1501 | 2026-08-17 | Garų deginimo įrenginys Nr.2 | 2021-08-17 | 5 | year | 1 | Periodic
2 | 22_00_953190 | DD-01-00612 | E-08-8507 | 2026-08-12 | Dujų deginimo įrenginys (terminio tepalo šildytuvas su dujiniu degikliu) | 2021-08-12 | 5 | year | 1 | Periodic

## VIP (hidden)
No. | Asset code | Asset ID | TAG | Next date | Asset | Date Last | Frequency | Co | Duration (days) | Meter Type | Interval | J.m.
1 | 09_01_668703 | SI-01-03963 | FGS-1 | 2026-01-23 | Dujų filtras FGS-1 (reg. Nr. SI-01-03963) | 2024-01-23 | 2 | year | 1 | Periodic
2 | 09_01_670392 | SI-01-03964 | FGS-2 | 2026-01-23 | Dujų filtras FGS-2 (reg. Nr. SI-01-03964) | 2024-01-23 | 2 | year | 1 | Periodic
3 | 05_01_827374 | SI-02-01865 | V-06-5102 | 2026-01-23 | Deaeratorius V-06-5102 0.42 MPa (reg. Nr. SI-02-01865) | 2024-01-23 | 2 | year | 1 | Periodic
4 | 28_01_830307 | SI-02-01864 | Z-44-8101 | 2025-11-28 | Suspausto oro resiveris V-15m3 | 2023-11-28 | 2 | year | 1 | Periodic
5 | 28_01_999005 | SI-01-03928 | V-04-1101 | 2026-03-13 | Buferinis indas | 2024-03-13 | 2 | year | 1 | Periodic
6 | 28_01_016772 | SI-01-03930 | V-04-1102 | 2027-05-28 | Buferinis indas | 2025-05-09 | 2 | year | 1 | Periodic
7 | 22_01_568056 | SI-01-03931 | E-04-1101 | 2023-10-25 | Šilumokaitis | 2020-10-22 | 2 | year | 1 | Periodic
8 | 22_01_214556 | SI-01-03958 | E-04-1102 | 2026-03-13 | Šilumokaitis | 2024-03-13 | 2 | year | 1 | Periodic
9 | 22_01_587016 | SI-01-03959 | E-04-1103 | 2026-03-13 | Šilumokaitis | 2024-03-13 | 2 | year | 1 | Periodic
10 | 22_01_095619 | SI-01-03960 | E-04-1104 | 2027-05-09 | Šilumokaitis | 2025-05-09 | 2 | year | 1 | Periodic
11 | 22_01_106126 | SI-01-03961 | E-04-1105 | 2025-11-28 | Šilumokaitis | 2023-11-28 | 2 | year | 1 | Periodic
12 | 22_01_094236 | SI-01-03962 | E-04-1106 | 2025-11-28 | Šilumokaitis | 2023-11-28 | 2 | year | 1 | Periodic
13 | 22_01_021316 | SI-01-10795 | E-04-1107 C/S | 2026-11-28 | Šilumokaitis | 2024-11-28 | 2 | year | 1 | Periodic
14 | 18_01_847750 | SI-01-08912 | 18JG-95642 | 2026-02-01 | Nuorintuvas 18JG-95642 | 2024-02-01 | 2 | year | 1 | Periodic
15 | 18_01_158691 | SI-01-08913 | 18JG-95640 | 2026-02-01 | Nuorintuvas 18JG-95640 | 2024-02-01 | 2 | year | 1 | Periodic
16 | 18_01_094584 | SI-01-08914 | 18JG-95641 | 2026-02-01 | Nuorintuvas 18JG-95641 | 2024-02-01 | 2 | year | 1 | Periodic
17 | 18_01_948720 | SI-01-10413 | 18PB-157919 | 2026-09-25 | Nuorintuvas 18PB-157919 | 2024-09-25 | 2 | year | 1 | Periodic
18 | 18_01_840439 | SI-01-10953 | 18RH-171289 | 2026-12-17 | Nuorintuvas 18RH-171289 | 2024-12-17 | 2 | year | 1 | Periodic
19 | 18_01_800445 | SI-01-10954 | 18SH-171691 | 2026-12-17 | Nuorintuvas 18SH-171691 | 2024-12-17 | 2 | year | 1 | Periodic
20 | 18_01_993995 | SI-01-10955 | 18SH-171690 | 2026-12-17 | Nuorintuvas 18SH-171690 | 2024-12-17 | 2 | year | 1 | Periodic
21 | 18_01_973361 | SI-01-10956 | 18RH-171290 | 2026-12-17 | Nuorintuvas 18RH-171290 | 2024-12-17 | 2 | year | 1 | Periodic
22 | 28_00_267966 | SI-01-16622 | V-54-001 | 2026-04-04 | Tarpinė talpa V-54-001 | 2024-04-04 | 2 | year | 1 | Periodic
1 | 29_01_096551 | TA-01-00459 | T-07-1401 | 2027-02-21 | Vertikali cilindrinė talpykla T-07-1401 (20 000 m3) | 2022-02-25 | 5 | year | 1 | Periodic
2 | 29_01_500120 | TA-01-00460 | T-07-1402 | 2026-11-27 | Vertikali cilindrinė talpykla T-07-1402 (20 000 m3) | 2021-11-22 | 5 | year | 1 | Periodic
3 | 29_01_900849 | TA-01-00461 | T-07-1403 | 2029-03-28 | Vertikali cilindrinė talpykla T-07-1403 (20 000 m3) | 2024-03-28 | 5 | year | 1 | Periodic
4 | 29_01_458679 | TA-01-00462 | T-07-1404 | 2027-04-27 | Vertikali cilindrinė talpykla T-07-1404 (20 000 m3) | 2022-04-27 | 5 | year | 1 | Periodic
5 | 29_01_615369 | TA-01-00449 | T-03-2101 | 2027-02-21 | Vertikali cilindrinė talpykla T-03-2101 (20 000 m3) | 2022-02-10 | 5 | year | 1 | Periodic
6 | 29_01_255387 | TA-01-00450 | T-03-2102 | 2027-02-21 | Vertikali cilindrinė talpykla T-03-2102 (20 000 m3) | 2022-02-25 | 5 | year | 1 | Periodic
7 | 29_01_103121 | TA-01-00245 | T-01-1301 | 2028-03-28 | Vertikali cilindrinė talpykla T-01-1301, 20 000 m3 | 2023-03-24 | 5 | year | 1 | Periodic
8 | 29_01_398558 | TA-01-00246 | T-01-1302 | 2027-02-21 | Vertikali cilindrinė talpykla T-01-1302 (20 000 m3) | 2022-02-25 | 5 | year | 1 | Periodic
9 | 29_01_757578 | TA-01-00247 | T-01-1303 | 2027-12-20 | Vertikali cilindrinė talpykla T-01-1303 (20 000 m3) | 2022-12-19 | 5 | year | 1 | Periodic
10 | 29_01_692634 | TA-01-00248 | T-01-1304 | 2027-12-20 | Vertikali cilindrinė talpykla T-01-1304 (20 000 m3) | 2022-12-19 | 5 | year | 1 | Periodic
11 | 29_01_638098 | TA-01-00249 | T-01-1305 | 2026-11-27 | Vertikali cilindrinė talpykla T-01-1305 (20 000 m3) | 2021-11-22 | 5 | year | 1 | Periodic
12 | 29_01_289639 | TA-01-00250 | T-01-1306 | 2026-11-27 | Vertikali cilindrinė talpykla T-01-1306 (20 000 m3) | 2021-11-22 | 5 | year | 1 | Periodic
13 | 29_01_358931 | TA-01-00463 | T-08-7105A | 2027-11-24 | Talpykla 80 | 2022-11-28 | 5 | year | 1 | Periodic
14 | 29_01_923175 | TA-01-00464 | T-08-7105B | 2027-11-24 | Talpykla 80 | 2022-11-28 | 5 | year | 1 | Periodic
15 | 29_01_504226 | TA-01-02063 | T-08-7111 | 2026-11-26 | Bitumo talpykla 4200 m3 | 2021-11-26 | 5 | year | 1 | Periodic
16 | 29_01_144753 | TA-01-02064 | T-08-7112 | 2026-11-26 | Bitumo talpykla 4200 m3 | 2021-11-26 | 5 | year | 1 | Periodic
17 | 29_01_365353 | TA-01-00451 | T-60-4101 | 2026-04-20 | Vertikali cilindrinė talpykla T-60-4101 (10 000 m3) | 2021-04-20 | 5 | year | 1 | Periodic
18 | 29_01_829335 | TA-01-00452 | T-60-4102 | 2026-10-27 | Talpykla T-60-4102, 10 000 m3 | 2021-10-28 | 5 | year | 1 | Periodic
19 | 29_01_681126 | TA-01-00453 | T-60-4111 | 2026-10-27 | Talpykla T-60-4111, 10 000 m3 | 2021-10-28 | 5 | year | 1 | Periodic
20 | 29_01_677026 | TA-01-00454 | T-60-4112 | 2026-10-27 | Talpykla T-60-4112, 10 000 m3 | 2021-10-28 | 5 | year | 1 | Periodic
21 | 29_01_246712 | TA-01-00455 | T-61-4103 | 2027-12-20 | Vertikali cilindrinė talpykla T-61-4103 (5 000m3) | 2022-12-19 | 5 | year | 1 | Periodic
22 | 29_01_433804 | TA-01-00456 | T-61-4104 | 2027-12-20 | Talpykla 5 000 | 2022-12-19 | 5 | year | 1 | Periodic
23 | 29_01_532407 | TA-01-00457 | T-61-4105 | 2027-12-20 | Vertikali cilindrinė talpykla T-61-4105 (5 000 m3) | 2022-12-19 | 5 | year | 1 | Periodic
24 | 29_01_491508 | TA-01-00458 | T-61-4106 | 2027-12-20 | Vertikali cilindrinė talpykla T-61-4106 (5000 m3) | 2024-10-09 | 5 | year | 1 | Periodic
25 | 29_01_050873 | TA-01-02079 | T-73-6101 | 2026-02-17 | Talpykla 5000 m3 | 2021-02-17 | 5 | year | 1 | Periodic
26 | 29_01_418723 | TA-01-02080 | T-73-6102 | 2026-02-17 | Talpykla 5000 m3 | 2021-02-17 | 5 | year | 1 | Periodic
27 | 29_01_772196 | TA-01-02081 | T-73-6103 | 2026-02-17 | Talpykla 5000 m3 | 2021-02-17 | 5 | year | 1 | Periodic
28 | 29_01_726834 | TA-01-02082 | T-73-6104 | 2026-02-17 | Talpykla 1400 m3 | 2021-02-17 | 5 | year | 1 | Periodic
29 | 29_01_534875 | TA-01-02083 | T-73-6105 | 2026-02-17 | Talpykla 1400 m3 | 2021-02-17 | 5 | year | 1 | Periodic
30 | 29_01_776175 | TA-01-02084 | T-73-6106 | 2026-02-17 | Talpykla 1400 m3 | 2021-02-17 | 5 | year | 1 | Periodic
31 | 29_01_680390 | TA-01-02085 | T-73-6107 | 2026-02-17 | Talpykla 1400 m3 | 2021-02-17 | 5 | year | 1 | Periodic
32 | 29_01_765294 | TA-01-00693 | T-27-2701 | 2028-10-20 | Vertikali cilindrinė talpykla T-27-2701 | 2023-10-20 | 2 | year | 1 | Periodic
33 | 29_01_617988 | TA-01-00694 | T-27-2702 | 2026-06-19 | Vertikali cilindrinė talpykla T-27-2702 (5 000 m3) | 2024-06-19 | 2 | year | 1 | Periodic
34 | 29_01_739715 | TA-01-00695 | T-27-2703 | 2025-12-17 | Vertikali cilindrinė talpykla T-27-2703 (5 000 m3) | 2024-12-17 | 2 | year | 1 | Periodic
35 | 29_01_234190 | TA-01-00696 | T-27-2704 | 2025-08-20 | Vertikali cilindrinė talpykla T-27-2704 (5 000 m3) | 2024-10-09 | 3 | year | 1 | Periodic
36 | 29_01_043347 | TA-01-00701 | T-34-7101 | 2028-10-20 | Vertikali cilindrinė talpykla (10 000 m3) | 2023-10-20 | 5 | year | 1 | Periodic
37 | 29_01_723191 | TA-01-00702 | T-34-7102 | 2026-10-27 | Talpykla 10 000 | 2021-10-28 | 5 | year | 1 | Periodic
38 | 29_01_073867 | TA-01-00703 | T-34-7103 | 2026-10-27 | Talpykla 10 000 | 2021-10-28 | 5 | year | 1 | Periodic
39 | 29_01_291663 | TA-01-00465 | T-06-5111 | 2026-08-26 | Dyzelinio kuro talpykla T-06-5111 | 2021-08-18 | 5 | year | 1 | Periodic
40 | 29_01_530408 | TA-01-01017 | T-27-5101 | 2028-02-27 | Vertikali cilindrinė talpykla T-27-5101 (33 250 m3) | 2023-02-27 | 5 | year | 1 | Periodic
41 | 29_01_367344 | TA-01-01018 | T-27-5102 | 2028-02-27 | Talpykla V=33250 | 2023-02-27 | 5 | year | 1 | Periodic
42 | 29_01_932704 | TA-01-01967 | T-27-5103 | 2027-11-20 | Vertikali cilindrinė talpykla T-27-5103 (33 250 m3) | 2022-11-17 | 5 | year | 1 | Periodic
43 | 29_01_726297 | TA-01-01966 | T-27-5104 | 2027-11-20 | Talpykla V=33250 | 2022-11-28 | 5 | year | 1 | Periodic
44 | 29_01_696628 | TA-01-01760 | T-61-4107 | 2027-07-26 | Vertikali cilindrinė talpykla T-61-4107 (100 m3, etanolis) | 2022-01-27 | 5 | year | 1 | Periodic
45 | 29_01_135627 | TA-01-01761 | T-61-4108 | 2027-07-28 | Talpykla (RRME) 100 | 2022-07-28 | 5 | year | 1 | Periodic
46 | 29_01_050895 | TA-01-02047 | T-61-4109 | 2026-12-15 | Talpykla (etanolio) 300 | 2021-12-15 | 5 | year | 1 | Periodic
47 | 29_01_349812 | TA-01-02048 | T-61-4110 | 2026-12-20 | Talpykla (RRME) 400 | 2021-12-15 | 5 | year | 1 | Periodic
48 | 29_01_733234 | TA-01-02155 | T-91-9101 | 2027-07-28 | Talpykla 20.000m3 | 2022-07-28 | 5 | year | 1 | Periodic
49 | 29_01_316160 | TA-01-02156 | T-91-9102 | 2027-07-26 | Talpykla 20.000m3 | 2024-07-26 | 5 | year | 1 | Periodic
50 | 29_01_054631 | TA-01-02157 | T-91-9103 | 2027-07-26 | Talpykla 20.000m3 | 2024-07-26 | 5 | year | 1 | Periodic
51 | 29_01_384461 | TA-01-02158 | T-91-9104 | 2027-07-28 | Talpykla 20.000m3 | 2022-07-28 | 5 | year | 1 | Periodic
52 | 29_01_909908 | TA-01-02159 | T-92-9211 | 2027-08-11 | Talpykla 10.000m3 | 2022-08-09 | 5 | year | 1 | Periodic
53 | 29_01_889685 | TA-01-02160 | T-92-9212 | 2027-08-11 | Talpykla 10.000m3 | 2022-08-09 | 5 | year | 1 | Periodic
54 | 29_01_894187 | TA-01-02161 | T-92-9213 | 2027-08-11 | Vertikali cilindrinė talpykla T-92-9213 (5 000 m3) | 2022-08-09 | 5 | year | 1 | Periodic
55 | 29_01_186316 | TA-01-02162 | T-92-9214 | 2027-08-11 | Talpykla 5.000m3 | 2022-08-09 | 5 | year | 1 | Periodic
56 | 29_01_337818 | TA-01-02163 | T-92-9215 | 2027-08-11 | Vertikali cilindrinė talpykla T-92-9215 (5 000 m3) | 2022-08-09 | 5 | year | 1 | Periodic
57 | 29_01_970228 | TA-01-02164 | T-92-9216 | 2027-08-11 | Talpykla 5.000m3 | 2022-08-09 | 5 | year | 1 | Periodic
3 |  | SI-01-10383 | F-31201/1 | 2026-09-25 | Valymo įrenginio paleidimo kamera | 2024-09-25 | 2 | year | 1 | Periodic | SGD vip
4 |  | SI-01-10384 | F-31201/2 | 2026-09-25 | Valymo įrenginio priėmimo kamera | 2024-09-25 | 2 | year | 1 | Periodic | SGD vip
5 |  | SI-01-10396 | MLA-01 | 2026-09-25 | Aukšto slėgio gamtinių dujų iškrovimo rankovės | 2024-09-25 | 2 | year | 1 | Periodic | SGD vip
6 |  | SI-01-10397 | MLA-02 | 2026-09-25 | Aukšto slėgio gamtinių dujų iškrovimo rankovės | 2024-09-25 | 2 | year | 1 | Periodic | SGD vip
1 | 23_01_236084 | SI-01-11086 | 77-S-30 (PS-77-S30) | 2026-10-11 | Siurblio modulis 77-S-30 | 2024-10-11 | 2 | year | 1 | Periodic
2 | 23_01_247699 | SI-01-11087 | 77-S-31 (PS-77-S31) | 2026-10-11 | Siurblio modulis 77-S-31 | 2024-10-11 | 2 | year | 1 | Periodic
3 | 23_01_967112 | SI-01-11088 | 77-S-32 (PS-77-S32) | 2026-10-11 | Siurblio modulis 77-S-32 | 2024-10-11 | 2 | year | 1 | Periodic
4 | 23_01_548707 | SI-01-11089 | 77-S-33 (PS-77-S33) | 2026-10-11 | Siurblio modulis 77-S-33 | 2024-10-11 | 2 | year | 1 | Periodic
1 | 10_01_465453 | KA-01-00435 | F-06-5101 (Katilas Nr.1) | 2026-08-13 | Garo katilas Nr.1 | 2025-08-13 | 1 | year | 1 | Periodic
2 | 10_01_528052 | KA-01-00437 | F-06-5103 (Katilas Nr.3) | 2025-11-28 | Garo katilas AA 22 (Nr.3) | 2024-11-28 | 1 | year | 1 | Periodic
3 | 10_01_749331 | KA-01-00436 | F-06-5102 (Katilas Nr.2) | 2026-01-24 | Garo katilas AA-90 (Nr.2) (reg. Nr. KA-01-00436) | 2025-01-24 | 1 | year | 1 | Periodic
1 | 06_01_777303 | DD-01-00066 | Z-32-1501 | 2026-08-20 | Garų deginimo įrenginys Nr.2 | 2025-08-13 | 1 | year | 1 | Periodic
2 | 22_00_953190 | DD-01-00612 | E-08-8507 | 2025-12-17 | Dujų deginimo įrenginys (terminio tepalo šildytuvas su dujiniu degikliu) | 2024-12-17 | 1 | year | 1 | Periodic